## DRAWING LIST
SYSTEM | AREA | BORE | DWG. NO. | DRAWING TITLE | 1st REV | 1st DATE | 1st REMARK | 2nd REV | 2nd DATE | 2nd REMARK | 3rd REV | 3rd DATE | 3rd REMARK | HOLD Y/N | Status | Category
AS | YARD | LB | CCP-W-B028-PI-140-AS-002-1 | START-UP AUX. BOILER TO AUX. STEAM COMMON HEADER | C01 | 02.05.25 | T.P 미확정 | C01A | 31.01.26 |  |  |  |  | N | I.F.C | ISO
AS | YARD | LB | CCP-W-B028-PI-140-AS-002-2 | START-UP AUX. BOILER TO AUX. STEAM COMMON HEADER | C01 | 02.05.25 |  | C01A | 31.01.26 |  |  |  |  | N | I.F.C | ISO
AS | YARD | LB | CCP-W-B028-PI-140-AS-002-3 | START-UP AUX. BOILER TO AUX. STEAM COMMON HEADER | C01 | 02.05.25 |  | C01A | 31.01.26 |  |  |  |  | N | I.F.C | ISO
AS | YARD | LB | CCP-W-B028-PI-140-AS-002-4 | START-UP AUX. BOILER TO AUX. STEAM COMMON HEADER | C01 | 02.05.25 |  | C01A | 31.01.26 |  |  |  |  | N | I.F.C | ISO
AS | PB | LB | CCP-W-B028-PI-140-AS-002-5 | START-UP AUX. BOILER TO AUX. STEAM COMMON HEADER | C01 | 02.05.25 |  | C01A | 31.01.26 |  |  |  |  | N | I.F.C | ISO
AS | PB | LB | CCP-W-B028-PI-140-AS-002-6 | START-UP AUX. BOILER TO AUX. STEAM COMMON HEADER | C01 | 02.05.25 |  | C01A | 31.01.26 |  |  |  |  | N | I.F.C | ISO
AS | YARD | LB | CCP-W-B028-PI-140-ST-441-1 | START-UP AUX. BOILER DRIP POT | C01 | 02.05.25 |  | C01A | 31.01.26 |  |  |  |  | N | I.F.C | ISO
AS | YARD | SB | CCP-W-B028-PI-140-ST-442-1 | AUX. STEAM DRAIN DRIP POT TO ATMOSPHERIC FLASH TANK AUX STEAM MANIFOLD | C01 | 19.08.25 |  | C01A | 30.12.25 |  |  |  |  | N | I.F.C | ISO
AS | YARD | SB | CCP-W-B028-PI-140-ST-443-1 | AUX. STEAM DRAIN STEAM TRAP BYPASS | C01 | 19.08.25 |  | C01A | 30.12.25 |  |  |  |  | N | I.F.C | ISO
AS | YARD | SB | CCP-W-B028-PI-140-ST-444-1 | AUX. STEAM DRAIN DRIP POT TO DRAIN DRIP POT EMPTYING CAP | C01 | 19.08.25 |  | C01A | 30.12.25 |  |  |  |  | N | I.F.C | ISO
AS | YARD | LB | CCP-W-B028-PI-140-ST-445-1 | START-UP AUX. BOILER DRIP POT | C01 | 02.05.25 |  | C01A | 31.01.26 |  |  |  |  | N | I.F.C | ISO
AS | YARD | SB | CCP-W-B028-PI-140-ST-446-1 | AUX. STEAM DRAIN DRIP POT TO ATMOSPHERIC FLASH TANK AUX STEAM MANIFOLD | C01 | 19.08.25 |  | C01A | 30.12.25 |  |  |  |  | N | I.F.C | ISO
AS | YARD | SB | CCP-W-B028-PI-140-ST-447-1 | AUX. STEAM DRAIN STEAM TRAP BYPASS | C01 | 19.08.25 |  | C01A | 30.12.25 |  |  |  |  | N | I.F.C | ISO
AS | YARD | SB | CCP-W-B028-PI-140-ST-448-1 | AUX. STEAM DRAIN DRIP POT TO DRAIN DRIP POT EMPTYING CAP | C01 | 19.08.25 |  | C01A | 30.12.25 |  |  |  |  | N | I.F.C | ISO
AS | YARD | LB | CCP-W-B028-PI-140-ST-449-1 | AUX. STEAM COMMON HEADER DRIP POT | C01 | 02.05.25 | 신규 도면 추가 | [6 empty] | N | I.F.C | ISO
AS | YARD | SB | CCP-W-B028-PI-140-ST-450-1 | AUX. STEAM DRAIN DRIP POT TO ATMOSPHERIC FLASH TANK AUX STEAM MANIFOLD | C01 | 19.08.25 |  | C01A | 30.12.25 |  |  |  |  | N | I.F.C | ISO
AS | YARD | SB | CCP-W-B028-PI-140-ST-451-1 | AUX. STEAM DRAIN STEAM TRAP BYPASS | C01 | 19.08.25 |  | C01A | 30.12.25 |  |  |  |  | N | I.F.C | ISO
AS | YARD | SB | CCP-W-B028-PI-140-ST-452-1 | AUX. STEAM DRAIN DRIP POT TO DRAIN DRIP POT EMPTYING CAP | C01 | 19.08.25 |  | C01A | 30.12.25 |  |  |  |  | N | I.F.C | ISO
AS | YARD | SB | CCP-W-B028-PI-140-ST-501-1 | AUX. STEAM COMMON HEADER VENT | C01 | 19.08.25 |  | C01A | 30.12.25 |  |  |  |  | N | I.F.C | ISO
CD | PB | LB | CCP-W-B029-PI-140-LC-040-1 | CEP DISCHARGE COMMON TO CHEMICAL WASTE WATER POND | C01 | 10.04.25 |  | C01A | 31.01.26 | Sheet 매수 변경 |  |  |  | N | I.F.C | ISO
CD | YARD | LB | CCP-W-B029-PI-140-LC-040-2 | CEP DISCHARGE COMMON TO CHEMICAL WASTE WATER POND | C01 | 10.04.25 |  | C01A | 31.01.26 | Sheet 매수 변경 |  |  |  | N | I.F.C | ISO
CD | PB | LB | CCP-W-B029-PI-140-LC-040-2 | CEP DISCHARGE COMMON TO CHEMICAL WASTE WATER POND | C01 | 10.04.25 |  | VOID | 31.01.26 | VOID (ROUTE 변경으로 인한 삭제) |  |  |  | N | I.F.C | ISO
CD | YARD | LB | CCP-W-B029-PI-140-LC-040-3 | CEP DISCHARGE COMMON TO WASTE WATER TREATMENT | C01 | 10.04.25 |  | VOID | 31.01.26 | VOID ( LINE 삭제 ) |  |  |  | N | I.F.C | ISO
CD | YARD | LB | CCP-W-B029-PI-140-LC-040-4 | CEP DISCHARGE COMMON TO WASTE WATER TREATMENT | C01 | 10.04.25 |  | VOID | 31.01.26 | VOID ( LINE 삭제 ) |  |  |  | N | I.F.C | ISO
CD | YARD | LB | CCP-W-B029-PI-140-LC-040-5 | CEP DISCHARGE COMMON TO WASTE WATER TREATMENT | C01 | 10.04.25 |  | VOID | 31.01.26 | VOID ( LINE 삭제 ) |  |  |  | N | I.F.C | ISO
CCW | YARD | LB | CCP-W-B032-PI-140-CWR-014-1 | PLANT TOTAL BOP AREA RETURN HEADER TO BOP AREA RETURN HEADER | C01 | 11.04.25 | T.P NO.미확정 | VOID | 31.01.26 | LINE 삭제로 인한 도면 삭제 |  |  |  | N | I.F.C | ISO
CCW | YARD | LB | CCP-W-B032-PI-140-CWR-048-1 | CHILLER UNIT TO CHILLE RETURN LINE | C01 | 11.04.25 | T.P 미확정 | C01A | 31.01.26 |  |  |  |  | N | I.F.C | ISO
CCW | YARD | LB | CCP-W-B032-PI-140-CWR-048-2 | CHILLER UNIT TO CHILLE RETURN LINE | C01 | 11.04.25 |  | C01A | 31.01.26 |  |  |  |  | N | I.F.C | ISO
CCW | YARD | LB | CCP-W-B032-PI-140-CWR-048-3 | CHILLER UNIT TO CHILLE RETURN LINE | C01 | 11.04.25 | VENT HOLD | C01A | 31.01.26 |  |  |  |  | N | I.F.C | ISO
CCW | YARD | LB | CCP-W-B032-PI-140-CWR-048-4 | CHILLER UNIT TO CHILLE RETURN LINE | C01 | 11.04.25 |  | C01A | 31.01.26 |  |  |  |  | N | I.F.C | ISO
CCW | YARD | LB | CCP-W-B032-PI-140-CWR-051-1 | CCW BLOCK#2 RETURN LINE TO CCW RETURN HEADER | C01 | 11.04.25 |  | C01A | 31.01.26 |  |  |  |  | N | I.F.C | ISO
CCW | YARD | LB | CCP-W-B032-PI-140-CWR-051-2 | CCW BLOCK#2 RETURN LINE TO CCW RETURN HEADER | C01 | 11.04.25 |  | C01A | 31.01.26 |  |  |  |  | N | I.F.C | ISO
CCW | PB | LB | CCP-W-B032-PI-140-CWR-051-3 | CCW BLOCK#2 RETURN LINE TO CCW RETURN HEADER | C01 | 11.04.25 |  | C01A | 31.01.26 |  |  |  |  | N | I.F.C | ISO
CCW | PB | LB | CCP-W-B032-PI-140-CWR-051-4 | CCW BLOCK#2 RETURN LINE TO CCW RETURN HEADER | C01 | 11.04.25 |  | C01A | 31.01.26 |  |  |  |  | N | I.F.C | ISO
CCW | PB | LB | CCP-W-B032-PI-140-CWR-051-5 | CCW BLOCK#2 RETURN LINE TO CCW RETURN HEADER | C01 | 11.04.25 |  | C01A | 31.01.26 |  |  |  |  | N | I.F.C | ISO
CCW | YARD | LB | CCP-W-B032-PI-140-CWR-051-6 | CCW BLOCK#2 RETURN LINE TO CCW RETURN HEADER | C01 | 11.04.25 |  | C01A | 31.01.26 |  |  |  |  | N | I.F.C | ISO
CCW | YARD | LB | CCP-W-B032-PI-140-CWR-051-7 | CCW BLOCK#2 RETURN LINE TO CCW RETURN HEADER | C01 | 11.04.25 |  | C01A | 31.01.26 |  |  |  |  | N | I.F.C | ISO
CCW | YARD | LB | CCP-W-B032-PI-140-CWR-058-10 | BOP AREA RETURN HEADER TO CCW RETURN HEADER | C01 | 11.04.25 |  | C01A | 31.01.26 |  |  |  |  | N | I.F.C | ISO
CCW | YARD | LB | CCP-W-B032-PI-140-CWR-058-11 | BOP AREA RETURN HEADER TO CCW RETURN HEADER | C01 | 11.04.25 |  | C01A | 31.01.26 |  |  |  |  | N | I.F.C | ISO
CCW | YARD | LB | CCP-W-B032-PI-140-CWR-058-12 | BOP AREA RETURN HEADER TO CCW RETURN HEADER | C01 | 11.04.25 | VENT HOLD | C01A | 31.01.26 |  |  |  |  | N | I.F.C | ISO
CCW | YARD | LB | CCP-W-B032-PI-140-CWR-058-13 | BOP AREA RETURN HEADER TO CCW RETURN HEADER | C01 | 11.04.25 |  | C01A | 31.01.26 |  |  |  |  | N | I.F.C | ISO
CCW | YARD | LB | CCP-W-B032-PI-140-CWR-058-14 | BOP AREA RETURN HEADER TO CCW RETURN HEADER | C01 | 11.04.25 | DRAIN HOLD | C01A | 31.01.26 |  |  |  |  | N | I.F.C | ISO
CCW | YARD | LB | CCP-W-B032-PI-140-CWR-058-15 | BOP AREA RETURN HEADER TO CCW RETURN HEADER | C01 | 11.04.25 |  | C01A | 31.01.26 |  |  |  |  | N | I.F.C | ISO
CCW | YARD | LB | CCP-W-B032-PI-140-CWR-058-16 | BOP AREA RETURN HEADER TO CCW RETURN HEADER | C01 | 11.04.25 |  | C01A | 31.01.26 |  |  |  |  | N | I.F.C | ISO
CCW | YARD | LB | CCP-W-B032-PI-140-CWR-058-17 | BOP AREA RETURN HEADER TO CCW RETURN HEADER | C01 | 11.04.25 |  | C01A | 31.01.26 |  |  |  |  | N | I.F.C | ISO
CCW | YARD | LB | CCP-W-B032-PI-140-CWR-058-1 | BOP AREA RETURN HEADER TO CCW RETURN HEADER | C01 | 11.04.25 |  | C01A | 31.01.26 |  |  |  |  | N | I.F.C | ISO
CCW | YARD | LB | CCP-W-B032-PI-140-CWR-058-2 | BOP AREA RETURN HEADER TO CCW RETURN HEADER | C01 | 11.04.25 |  | C01A | 31.01.26 |  |  |  |  | N | I.F.C | ISO
CCW | YARD | LB | CCP-W-B032-PI-140-CWR-058-3 | BOP AREA RETURN HEADER TO CCW RETURN HEADER | C01 | 11.04.25 |  | C01A | 31.01.26 |  |  |  |  | N | I.F.C | ISO
CCW | YARD | LB | CCP-W-B032-PI-140-CWR-058-4 | BOP AREA RETURN HEADER TO CCW RETURN HEADER | C01 | 11.04.25 |  | C01A | 31.01.26 |  |  |  |  | N | I.F.C | ISO
CCW | YARD | LB | CCP-W-B032-PI-140-CWR-058-5 | BOP AREA RETURN HEADER TO CCW RETURN HEADER | C01 | 11.04.25 | 전체 HOLD | C01A | 31.01.26 |  |  |  |  | N | I.F.C | ISO
CCW | YARD | LB | CCP-W-B032-PI-140-CWR-058-6 | BOP AREA RETURN HEADER TO CCW RETURN HEADER | C01 | 11.04.25 |  | C01A | 31.01.26 |  |  |  |  | N | I.F.C | ISO
CCW | YARD | LB | CCP-W-B032-PI-140-CWR-058-7 | BOP AREA RETURN HEADER TO CCW RETURN HEADER | C01 | 11.04.25 |  | C01A | 31.01.26 |  |  |  |  | N | I.F.C | ISO
CCW | YARD | LB | CCP-W-B032-PI-140-CWR-058-8 | BOP AREA RETURN HEADER TO CCW RETURN HEADER | C01 | 11.04.25 |  | C01A | 31.01.26 |  |  |  |  | N | I.F.C | ISO
CCW | YARD | LB | CCP-W-B032-PI-140-CWR-058-9 | BOP AREA RETURN HEADER TO CCW RETURN HEADER | C01 | 11.04.25 | DRAIN HOLD | C01A | 31.01.26 |  |  |  |  | N | I.F.C | ISO
CCW | YARD | LB | CCP-W-B032-PI-140-CWS-010-1 | CCW DISCHARGE HEADER REDUCER TO CCW BLOCK#2 DISCHARGE HEADER | C01 | 11.04.25 |  | C01A | 31.01.26 |  |  |  |  | N | I.F.C | ISO
CCW | YARD | LB | CCP-W-B032-PI-140-CWS-010-2 | CCW DISCHARGE HEADER REDUCER TO CCW BLOCK#2 DISCHARGE HEADER | C01 | 11.04.25 |  | C01A | 31.01.26 |  |  |  |  | N | I.F.C | ISO
CCW | PB | LB | CCP-W-B032-PI-140-CWS-010-3 | CCW DISCHARGE HEADER REDUCER TO CCW BLOCK#2 DISCHARGE HEADER | C01 | 11.04.25 |  | C01A | 31.01.26 |  |  |  |  | N | I.F.C | ISO
CCW | PB | LB | CCP-W-B032-PI-140-CWS-010-4 | CCW DISCHARGE HEADER REDUCER TO CCW BLOCK#2 DISCHARGE HEADER | C01 | 11.04.25 |  | C01A | 31.01.26 |  |  |  |  | N | I.F.C | ISO
CCW | PB | LB | CCP-W-B032-PI-140-CWS-010-5 | CCW DISCHARGE HEADER REDUCER TO CCW BLOCK#2 DISCHARGE HEADER | C01 | 11.04.25 |  | C01A | 31.01.26 |  |  |  |  | N | I.F.C | ISO
CCW | YARD | LB | CCP-W-B032-PI-140-CWS-010-6 | CCW DISCHARGE HEADER REDUCER TO CCW BLOCK#2 DISCHARGE HEADER | C01 | 11.04.25 |  | C01A | 31.01.26 |  |  |  |  | N | I.F.C | ISO
CCW | YARD | LB | CCP-W-B032-PI-140-CWS-010-7 | CCW DISCHARGE HEADER REDUCER TO CCW BLOCK#2 DISCHARGE HEADER | C01 | 11.04.25 |  | C01A | 31.01.26 |  |  |  |  | N | I.F.C | ISO
CCW | YARD | LB | CCP-W-B032-PI-140-CWS-017-1 | BOP AREA SUPPLY HEADER TO PLANT TOTAL BOP AREA SUPPLY HEADER | C01 | 11.04.25 | T.P NO.미확정 | VOID | 31.01.26 | LINE 삭제로 인한 도면 삭제 |  |  |  | N | I.F.C | ISO
CCW | YARD | LB | CCP-W-B032-PI-140-CWS-054-1 | CHILLER & SAMPLING SYSTEM INLET COMMON TO CHILLER UNIT | C01 | 11.04.25 | VENT HOLD | C01A | 31.01.26 |  |  |  |  | N | I.F.C | ISO
CCW | YARD | LB | CCP-W-B032-PI-140-CWS-054-2 | CHILLER & SAMPLING SYSTEM INLET COMMON TO CHILLER UNIT | C01 | 11.04.25 |  | C01A | 31.01.26 |  |  |  |  | N | I.F.C | ISO
CCW | YARD | LB | CCP-W-B032-PI-140-CWS-054-3 | CHILLER & SAMPLING SYSTEM INLET COMMON TO CHILLER UNIT | C01 | 11.04.25 |  | C01A | 31.01.26 |  |  |  |  | N | I.F.C | ISO
CCW | YARD | LB | CCP-W-B032-PI-140-CWS-054-4 | CHILLER & SAMPLING SYSTEM INLET COMMON TO CHILLER UNIT | C01 | 11.04.25 | T.P 미확정 | C01A | 31.01.26 |  |  |  |  | N | I.F.C | ISO
CCW | YARD | LB | CCP-W-B032-PI-140-CWS-061-10 | CCW BOP SUPPLY AREA HEADER TO BOP AREA SUPPLY HEADER | C01 | 11.04.25 |  | C01A | 31.01.26 |  |  |  |  | N | I.F.C | ISO
CCW | YARD | LB | CCP-W-B032-PI-140-CWS-061-11 | CCW BOP SUPPLY AREA HEADER TO BOP AREA SUPPLY HEADER | C01 | 11.04.25 |  | C01A | 31.01.26 |  |  |  |  | N | I.F.C | ISO
CCW | YARD | LB | CCP-W-B032-PI-140-CWS-061-12 | CCW BOP SUPPLY AREA HEADER TO BOP AREA SUPPLY HEADER | C01 | 11.04.25 |  | C01A | 31.01.26 |  |  |  |  | N | I.F.C | ISO
CCW | YARD | LB | CCP-W-B032-PI-140-CWS-061-13 | CCW BOP SUPPLY AREA HEADER TO BOP AREA SUPPLY HEADER | C01 | 11.04.25 |  | C01A | 31.01.26 |  |  |  |  | N | I.F.C | ISO
CCW | YARD | LB | CCP-W-B032-PI-140-CWS-061-14 | CCW BOP SUPPLY AREA HEADER TO BOP AREA SUPPLY HEADER | C01 | 11.04.25 |  | C01A | 31.01.26 |  |  |  |  | N | I.F.C | ISO
CCW | YARD | LB | CCP-W-B032-PI-140-CWS-061-15 | CCW BOP SUPPLY AREA HEADER TO BOP AREA SUPPLY HEADER | C01 | 11.04.25 |  | C01A | 31.01.26 |  |  |  |  | N | I.F.C | ISO
CCW | YARD | LB | CCP-W-B032-PI-140-CWS-061-16 | CCW BOP SUPPLY AREA HEADER TO BOP AREA SUPPLY HEADER | C01 | 11.04.25 |  | C01A | 31.01.26 |  |  |  |  | N | I.F.C | ISO
CCW | YARD | LB | CCP-W-B032-PI-140-CWS-061-17 | CCW BOP SUPPLY AREA HEADER TO BOP AREA SUPPLY HEADER | C01 | 11.04.25 | DRAIN HOLD | C01A | 31.01.26 |  |  |  |  | N | I.F.C | ISO
CCW | YARD | LB | CCP-W-B032-PI-140-CWS-061-1 | CCW BOP SUPPLY AREA HEADER TO BOP AREA SUPPLY HEADER | C01 | 11.04.25 |  | C01A | 31.01.26 |  |  |  |  | N | I.F.C | ISO
CCW | YARD | LB | CCP-W-B032-PI-140-CWS-061-2 | CCW BOP SUPPLY AREA HEADER TO BOP AREA SUPPLY HEADER | C01 | 11.04.25 | VENT HOLD | C01A | 31.01.26 |  |  |  |  | N | I.F.C | ISO
CCW | YARD | LB | CCP-W-B032-PI-140-CWS-061-3 | CCW BOP SUPPLY AREA HEADER TO BOP AREA SUPPLY HEADER | C01 | 11.04.25 |  | C01A | 31.01.26 |  |  |  |  | N | I.F.C | ISO
CCW | YARD | LB | CCP-W-B032-PI-140-CWS-061-4 | CCW BOP SUPPLY AREA HEADER TO BOP AREA SUPPLY HEADER | C01 | 11.04.25 |  | C01A | 31.01.26 |  |  |  |  | N | I.F.C | ISO
CCW | YARD | LB | CCP-W-B032-PI-140-CWS-061-5 | CCW BOP SUPPLY AREA HEADER TO BOP AREA SUPPLY HEADER | C01 | 11.04.25 | DRAIN HOLD | C01A | 31.01.26 |  |  |  |  | N | I.F.C | ISO
CCW | YARD | LB | CCP-W-B032-PI-140-CWS-061-6 | CCW BOP SUPPLY AREA HEADER TO BOP AREA SUPPLY HEADER | C01 | 11.04.25 |  | C01A | 31.01.26 |  |  |  |  | N | I.F.C | ISO
CCW | YARD | LB | CCP-W-B032-PI-140-CWS-061-7 | CCW BOP SUPPLY AREA HEADER TO BOP AREA SUPPLY HEADER | C01 | 11.04.25 |  | C01A | 31.01.26 |  |  |  |  | N | I.F.C | ISO
CCW | YARD | LB | CCP-W-B032-PI-140-CWS-061-8 | CCW BOP SUPPLY AREA HEADER TO BOP AREA SUPPLY HEADER | C01 | 11.04.25 |  | C01A | 31.01.26 |  |  |  |  | N | I.F.C | ISO
CCW | YARD | LB | CCP-W-B032-PI-140-CWS-061-9 | CCW BOP SUPPLY AREA HEADER TO BOP AREA SUPPLY HEADER | C01 | 11.04.25 | 전체 HOLD | C01A | 31.01.26 |  |  |  |  | N | I.F.C | ISO
CCW | YARD | SB | CCP-W-B032-PI-140-WD-451-1 | CCW RETURN HEADER DRAIN | C01 | 19.08.25 |  | C01A | 30.12.25 |  |  |  |  | N | I.F.C | ISO
CCW | YARD | SB | CCP-W-B032-PI-140-WD-452-1 | CCW RETURN HEADER DRAIN | C01 | 19.08.25 |  | C01A | 30.12.25 |  |  |  |  | N | I.F.C | ISO
CCW | YARD | SB | CCP-W-B032-PI-140-WD-454-1 | CCW RETURN HEADER DRAIN | C01 | 19.08.25 |  | C01A | 30.12.25 |  |  |  |  | N | I.F.C | ISO
CCW | YARD | SB | CCP-W-B032-PI-140-WD-455-1 | CCW SUPPLY HEADER DRAIN | C01 | 19.08.25 |  | C01A | 30.12.25 |  |  |  |  | N | I.F.C | ISO
CCW | YARD | SB | CCP-W-B032-PI-140-WD-456-1 | CCW SUPPLY HEADER DRAIN | C01 | 19.08.25 |  | C01A | 30.12.25 |  |  |  |  | N | I.F.C | ISO
CCW | YARD | SB | CCP-W-B032-PI-140-WD-457-1 | CCW SUPPLY HEADER DRAIN | C01 | 19.08.25 |  | C01A | 30.12.25 |  |  |  |  | N | I.F.C | ISO
CCW | YARD | SB | CCP-W-B032-PI-140-WD-460-1 | CCW BLOCK#2 RETURN LINE DRAIN | C01 | 19.08.25 |  | C01A | 30.12.25 |  |  |  |  | N | I.F.C | ISO
CCW | YARD | SB | CCP-W-B032-PI-140-WD-462-1 | CCW DISCHARGE HEADER REDUCER DRAIN | C01 | 19.08.25 |  | C01A | 30.12.25 |  |  |  |  | N | I.F.C | ISO
CCW | YARD | SB | CCP-W-B032-PI-140-WD-503-1 | CHILLER RETURN LINE VENT | C01 | 19.08.25 |  | C01A | 30.12.25 |  |  |  |  | N | I.F.C | ISO
CCW | YARD | SB | CCP-W-B032-PI-140-WD-504-1 | CCW RETURN HEADER VENT | C01 | 19.08.25 |  | C01A | 30.12.25 |  |  |  |  | N | I.F.C | ISO
CCW | YARD | SB | CCP-W-B032-PI-140-WD-505-1 | CCW RETURN HEADER VENT | C01 | 19.08.25 |  | C01A | 30.12.25 |  |  |  |  | N | I.F.C | ISO
CCW | YARD | SB | CCP-W-B032-PI-140-WD-507-1 | CCW SUPPLY HEADER VENT | C01 | 19.08.25 |  | C01A | 30.12.25 |  |  |  |  | N | I.F.C | ISO
CCW | YARD | SB | CCP-W-B032-PI-140-WD-508-1 | CCW SUPPLY HEADER VENT | C01 | 19.08.25 |  | C01A | 30.12.25 |  |  |  |  | N | I.F.C | ISO
CCW | YARD | SB | CCP-W-B032-PI-140-WD-510-1 | CHILLER & SAMPLING SYSTEM INLET COMMON VENT | C01 | 19.08.25 |  | C01A | 30.12.25 |  |  |  |  | N | I.F.C | ISO
CCW | YARD | SB | CCP-W-B032-PI-140-WD-512-1 | CCW DISCHARGE HEADER REDUCER VENT | C01 | 19.08.25 |  | C01A | 30.12.25 |  |  |  |  | N | I.F.C | ISO
CCW | YARD | SB | CCP-W-B032-PI-140-WD-521-1 | CCW BLOCK#2 RETURN LINE VENT | C01 | 19.08.25 |  | C01A | 30.12.25 |  |  |  |  | N | I.F.C | ISO
HW | YARD | SB | CCP-W-B034-PI-140-AV-513-1 | HOT WATER HEATER VENT HEADER | C01 | 27.08.25 |  | C01A | 30.12.25 |  |  |  |  | N | I.F.C | ISO
AS | YARD | SB | CCP-W-B034-PI-140-ST-413-1 | HEATER A/B SHELL SIDE INLET DRAIN | C01 | 19.08.25 |  | C01A | 30.12.25 |  |  |  |  | N | I.F.C | ISO
DW | YARD | LB | CCP-W-B035-PI-140-DW-001-1 | WATER TREATMENT PLANT BUILDING TO DEMI WATER TANK COMMON HEADER | C01 | 18.04.25 |  | CO1A | 31.01.26 |  |  |  |  | N | I.F.C | ISO
DW | YARD | LB | CCP-W-B035-PI-140-DW-002-1 | DEMI COMMON SUPPLY HEADER TO DEMI WATER TANK A | C01 | 18.04.25 | FLEXIBLE CONNECTION 미접수 | CO1A | 31.01.26 |  | C01B | 06.02.26 |  | N | I.F.C | ISO
DW | YARD | LB | CCP-W-B035-PI-140-DW-003-1 | DEMI COMMON SUPPLY HEADER TO DEMI WATER TANK B | C01 | 18.04.25 | FLEXIBLE CONNECTION 미접수 | CO1A | 31.01.26 |  | C01B | 06.02.26 |  | N | I.F.C | ISO
DW | YARD | LB | CCP-W-B035-PI-140-DW-004-1 | DEMI WATER TANK A TO DEMI WATER PUMP SUCTION HEADER(COMMON) | C01 | 18.04.25 | FLEXIBLE CONNECTION 미접수 | CO1A | 31.01.26 |  | C01B | 06.02.26 |  | N | I.F.C | ISO
DW | YARD | LB | CCP-W-B035-PI-140-DW-004-2 | DEMI WATER TANK A TO DEMI WATER PUMP SUCTION HEADER(COMMON) | C01 | 18.04.25 |  | CO1A | 31.01.26 |  | C01B | 06.02.26 |  | N | I.F.C | ISO
DW | YARD | LB | CCP-W-B035-PI-140-DW-005-1 | DEMI WATER TANK B TO DEMI WATER PUMP SUCTION HEADER(COMMON) | C01 | 18.04.25 | FLEXIBLE CONNECTION 미접수 | CO1A | 31.01.26 |  | C01B | 06.02.26 |  | N | I.F.C | ISO
DW | YARD | LB | CCP-W-B035-PI-140-DW-005-2 | DEMI WATER TANK B TO DEMI WATER PUMP SUCTION HEADER(COMMON) | C01 | 18.04.25 |  | CO1A | 31.01.26 |  | C01B | 06.02.26 |  | N | I.F.C | ISO
DW | YARD | LB | CCP-W-B035-PI-140-DW-006-1 | DEMI WATER PUMP SUCTION HEADER(COMMON) | C01 | 18.04.25 |  | CO1A | 31.01.26 |  | C01B | 06.02.26 |  | N | I.F.C | ISO
DW | YARD | LB | CCP-W-B035-PI-140-DW-007-1 | DEMI WATER PUMP SUCTION HEADER(COMMON) TO DEMI WATER PUMP A SUCTION(INDIVIDUAL) | C01 | 18.04.25 | EXPANSION JOINT,STRAINER 미접수 | CO1A | 31.01.26 |  | C01B | 06.02.26 |  | N | I.F.C | ISO
DW | YARD | LB | CCP-W-B035-PI-140-DW-008-1 | DEMI WATER PUMP SUCTION HEADER(COMMON) TO DEMI WATER PUMP B SUCTION(INDIVIDUAL) | C01 | 18.04.25 | EXPANSION JOINT,STRAINER 미접수 | CO1A | 31.01.26 |  | C01B | 06.02.26 |  | N | I.F.C | ISO
DW | YARD | LB | CCP-W-B035-PI-140-DW-009-1 | DEMI WATER PUMP SUCTION HEADER(COMMON) TO DEMI WATER PUMP C SUCTION(INDIVIDUAL) | C01 | 18.04.25 | EXPANSION JOINT,STRAINER 미접수 | CO1A | 31.01.26 |  | C01B | 06.02.26 |  | N | I.F.C | ISO
DW | YARD | LB | CCP-W-B035-PI-140-DW-010-1 | DEMI WATER PUMP A TO DEMI WATER PUMP A DISCHARGE(INDIVIDUAL) | C01 | 18.04.25 |  | CO1A | 31.01.26 |  | C01B | 06.02.26 |  | N | I.F.C | ISO
DW | YARD | LB | CCP-W-B035-PI-140-DW-011-1 | DEMI WATER PUMP B TO DEMI WATER PUMP B DISCHARGE(INDIVIDUAL) | C01 | 18.04.25 |  | CO1A | 31.01.26 |  | C01B | 06.02.26 |  | N | I.F.C | ISO
DW | YARD | LB | CCP-W-B035-PI-140-DW-012-1 | DEMI WATER PUMP C TO DEMI WATER PUMP C DISCHARGE(INDIVIDUAL) | C01 | 18.04.25 |  | CO1A | 31.01.26 |  | C01B | 06.02.26 |  | N | I.F.C | ISO
DW | YARD | LB | CCP-W-B035-PI-140-DW-013-1 | DEMI WATER PUMP DISCHARGE HEADER(COMMON) | C01 | 18.04.25 |  | CO1A | 31.01.26 |  | C01B | 06.02.26 |  | N | I.F.C | ISO
DW | YARD | LB | CCP-W-B035-PI-140-DW-014-1 | DEMI WATER SUPPLY HEADER A TO DEMI WATER PUMP MIN REC.(RO DOWNSTREAM) | C01 | 18.04.25 |  | CO1A | 31.01.26 |  | C01B | 06.02.26 |  | N | I.F.C | ISO
DW | YARD | LB | CCP-W-B035-PI-140-DW-015-1 | DEMI WATER PUMP MIN REC.(RO UPSTREAM) TO DEMI WATER TANK COMMON LINE | C01 | 18.04.25 |  | CO1A | 31.01.26 |  | C01B | 06.02.26 |  | N | I.F.C | ISO
DW | YARD | LB | CCP-W-B035-PI-140-DW-016-1 | DEMI WATER PUMP MIN REC.(RO DOWNSTREAM) TO DEMI WATER TANK A | C01 | 18.04.25 | FLEXIBLE CONNECTION 미접수 | CO1A | 31.01.26 |  | C01B | 06.02.26 |  | N | I.F.C | ISO
DW | YARD | LB | CCP-W-B035-PI-140-DW-017-1 | DEMI WATER PUMP MIN REC.(RO DOWNSTREAM) TO DEMI WATER TANK B | C01 | 18.04.25 | FLEXIBLE CONNECTION 미접수 | CO1A | 31.01.26 |  | C01B | 06.02.26 |  | N | I.F.C | ISO
DW | YARD | LB | CCP-W-B035-PI-140-DW-018-1 | DEMI WATER PUMP MIN REC.(RO UPSTREAM) TO DEMI WATER TANK DOWNSTREAM | C01 | 18.04.25 |  | CO1A | 31.01.26 |  | C01B | 06.02.26 |  | N | I.F.C | ISO
DW | YARD | LB | CCP-W-B035-PI-140-DW-019-1 | DEMI WATER SUPPLY HEADER B | C01 | 18.04.25 |  | CO1A | 31.01.26 |  | C01B | 06.02.26 |  | N | I.F.C | ISO
DW | YARD | LB | CCP-W-B035-PI-140-DW-020-1 | RING MAIN HEADER SUB RING MAIN HEADER | C01 | 18.04.25 | VENT,DRAIN HOLD | CO1A | 31.01.26 |  | C01B | 06.02.26 |  | N | I.F.C | ISO
DW | PB | LB | CCP-W-B035-PI-140-DW-020-2 | RING MAIN HEADER TO SUB RING MAIN HEADER | C01 | 18.04.25 | 철골 간섭 (철골 수정여부 미확인) | CO1A | 31.01.26 |  | C01B | 06.02.26 |  | N | I.F.C | ISO
DW | PB | LB | CCP-W-B035-PI-140-DW-020-3 | RING MAIN HEADER TO SUB RING MAIN HEADER | C01 | 18.04.25 |  | CO1A | 31.01.26 |  | C01B | 06.02.26 |  | N | I.F.C | ISO
DW | PB | LB | CCP-W-B035-PI-140-DW-020-4 | RING MAIN HEADER TO SUB RING MAIN HEADER | C01 | 18.04.25 |  | CO1A | 31.01.26 |  | C01B | 06.02.26 |  | N | I.F.C | ISO
DW | YARD | LB | CCP-W-B035-PI-140-DW-020-5 | RING MAIN HEADER SUB RING MAIN HEADER | C01 | 18.04.25 | VENT,DRAIN HOLD | CO1A | 31.01.26 |  | C01B | 06.02.26 |  | N | I.F.C | ISO
DW | YARD | LB | CCP-W-B035-PI-140-DW-021-10 | DEMI WATER SUPPLY HEADER A TO RING MAIN HEADER(HEAT TRACING APPLY) | C01 | 18.04.25 |  | CO1A | 31.01.26 |  |  |  |  | N | I.F.C | ISO
DW | YARD | LB | CCP-W-B035-PI-140-DW-021-11 | DEMI WATER SUPPLY HEADER A TO RING MAIN HEADER(HEAT TRACING APPLY) | C01 | 18.04.25 |  | CO1A | 31.01.26 |  |  |  |  | N | I.F.C | ISO
DW | YARD | LB | CCP-W-B035-PI-140-DW-021-12 | DEMI WATER SUPPLY HEADER A TO RING MAIN HEADER(HEAT TRACING APPLY) | C01 | 18.04.25 | PIPE RACK HOLD | CO1A | 31.01.26 |  | C01B | 06.02.26 |  | N | I.F.C | ISO
DW | YARD | LB | CCP-W-B035-PI-140-DW-021-13 | DEMI WATER SUPPLY HEADER A TO RING MAIN HEADER(HEAT TRACING APPLY) | C01 | 18.04.25 | DRAIN HOLD | CO1A | 31.01.26 |  | C01B | 06.02.26 |  | N | I.F.C | ISO
DW | YARD | LB | CCP-W-B035-PI-140-DW-021-14 | DEMI WATER SUPPLY HEADER A TO RING MAIN HEADER(HEAT TRACING APPLY) | C01 | 18.04.25 |  | CO1A | 31.01.26 |  | C01B | 06.02.26 |  | N | I.F.C | ISO
DW | YARD | LB | CCP-W-B035-PI-140-DW-021-15 | DEMI WATER SUPPLY HEADER A TO RING MAIN HEADER(HEAT TRACING APPLY) | C01 | 18.04.25 |  | CO1A | 31.01.26 |  | C01B | 06.02.26 |  | N | I.F.C | ISO
DW | YARD | LB | CCP-W-B035-PI-140-DW-021-16 | DEMI WATER SUPPLY HEADER A TO RING MAIN HEADER(HEAT TRACING APPLY) | C01 | 18.04.25 |  | CO1A | 31.01.26 |  | C01B | 06.02.26 |  | N | I.F.C | ISO
DW | YARD | LB | CCP-W-B035-PI-140-DW-021-17 | DEMI WATER SUPPLY HEADER A TO RING MAIN HEADER(HEAT TRACING APPLY) | C01 | 18.04.25 |  | CO1A | 31.01.26 |  |  |  |  | N | I.F.C | ISO
DW | YARD | LB | CCP-W-B035-PI-140-DW-021-1 | DEMI WATER SUPPLY HEADER A TO RING MAIN HEADER(HEAT TRACING APPLY) | C01 | 18.04.25 |  | CO1A | 31.01.26 |  | C01B | 06.02.26 |  | N | I.F.C | ISO
DW | YARD | LB | CCP-W-B035-PI-140-DW-021-2 | DEMI WATER SUPPLY HEADER A TO RING MAIN HEADER(HEAT TRACING APPLY) | C01 | 18.04.25 |  | CO1A | 31.01.26 |  | C01B | 06.02.26 |  | N | I.F.C | ISO
DW | YARD | LB | CCP-W-B035-PI-140-DW-021-3 | DEMI WATER SUPPLY HEADER A TO RING MAIN HEADER(HEAT TRACING APPLY) | C01 | 18.04.25 |  | CO1A | 31.01.26 |  |  |  |  | N | I.F.C | ISO
DW | YARD | LB | CCP-W-B035-PI-140-DW-021-4 | DEMI WATER SUPPLY HEADER A TO RING MAIN HEADER(HEAT TRACING APPLY) | C01 | 18.04.25 |  | CO1A | 31.01.26 |  | C01B | 06.02.26 |  | N | I.F.C | ISO
DW | YARD | LB | CCP-W-B035-PI-140-DW-021-5 | DEMI WATER SUPPLY HEADER A TO RING MAIN HEADER(HEAT TRACING APPLY) | C01 | 18.04.25 | SMALL BORE HOLD | CO1A | 31.01.26 |  |  |  |  | N | I.F.C | ISO
DW | YARD | LB | CCP-W-B035-PI-140-DW-021-6 | DEMI WATER SUPPLY HEADER A TO RING MAIN HEADER(HEAT TRACING APPLY) | C01 | 18.04.25 |  | CO1A | 31.01.26 |  | C01B | 06.02.26 |  | N | I.F.C | ISO
DW | YARD | LB | CCP-W-B035-PI-140-DW-021-7 | DEMI WATER SUPPLY HEADER A TO RING MAIN HEADER(HEAT TRACING APPLY) | C01 | 18.04.25 | VENT HOLD, VALVE 위치 HOLD | CO1A | 31.01.26 |  | C01B | 06.02.26 |  | N | I.F.C | ISO
DW | YARD | LB | CCP-W-B035-PI-140-DW-021-8 | DEMI WATER SUPPLY HEADER A TO RING MAIN HEADER(HEAT TRACING APPLY) | C01 | 18.04.25 |  | CO1A | 31.01.26 |  | C01B | 06.02.26 |  | N | I.F.C | ISO
DW | YARD | LB | CCP-W-B035-PI-140-DW-021-9 | DEMI WATER SUPPLY HEADER A TO RING MAIN HEADER(HEAT TRACING APPLY) | C01 | 18.04.25 |  | CO1A | 31.01.26 |  | C01B | 06.02.26 |  | N | I.F.C | ISO
DW | YARD | LB | CCP-W-B035-PI-140-DW-027-1 | DEMI WATER TANK A & B OUTLET TO COMMON HEADER | C01 | 18.04.25 |  | CO1A | 31.01.26 |  | C01B | 06.02.26 |  | N | I.F.C | ISO
DW | YARD | LB | CCP-W-B035-PI-140-DW-028-1 | DEMI WATER SUPPLY HEADER A | C01 | 18.04.25 |  | CO1A | 31.01.26 |  | C01B | 06.02.26 |  | N | I.F.C | ISO
DW | YARD | LB | CCP-W-B035-PI-140-DW-029-1 | DEMI WATER SUPPLY HEADER TO COMMON HEADER | C01 | 18.04.25 |  | CO1A | 31.01.26 |  | C01B | 06.02.26 |  | N | I.F.C | ISO
DW | YARD | LB | CCP-W-B035-PI-140-DW-030-1 | DEMI WATER SUPPLY HEADER B TO DEMI WATER PUMP MIN REC.(RO DOWNSTREAM) | C01 | 18.04.25 |  | CO1A | 31.01.26 |  |  |  |  | N | I.F.C | ISO
DW | YARD | LB | CCP-W-B035-PI-140-DW-032-1 | DEMI WATER SUPPLY HEADER B TO RING MAIN HEADER(HEAT TRACING APPLY) | C01 | 18.04.25 |  | CO1A | 31.01.26 |  | C01B | 06.02.26 |  | N | I.F.C | ISO
DW | YARD | LB | CCP-W-B035-PI-140-DW-032-2 | DEMI WATER SUPPLY HEADER B TO RING MAIN HEADER(HEAT TRACING APPLY) | C01 | 18.04.25 | VENT HOLD | CO1A | 31.01.26 |  | C01B | 06.02.26 |  | N | I.F.C | ISO
DW | YARD | LB | CCP-W-B035-PI-140-DW-032-3 | DEMI WATER SUPPLY HEADER B TO RING MAIN HEADER(HEAT TRACING APPLY) | C01 | 18.04.25 |  | CO1A | 31.01.26 |  |  |  |  | N | I.F.C | ISO
DW | YARD | LB | CCP-W-B035-PI-140-DW-032-4 | DEMI WATER SUPPLY HEADER B TO RING MAIN HEADER(HEAT TRACING APPLY) | C01 | 18.04.25 |  | CO1A | 31.01.26 |  |  |  |  | N | I.F.C | ISO
DW | YARD | LB | CCP-W-B035-PI-140-DW-032-5 | DEMI WATER SUPPLY HEADER B TO RING MAIN HEADER(HEAT TRACING APPLY) | C01 | 18.04.25 |  | CO1A | 31.01.26 |  |  |  |  | N | I.F.C | ISO
DW | YARD | LB | CCP-W-B035-PI-140-DW-032-6 | DEMI WATER SUPPLY HEADER B TO RING MAIN HEADER(HEAT TRACING APPLY) | C01 | 18.04.25 |  | CO1A | 31.01.26 |  |  |  |  | N | I.F.C | ISO
DW | YARD | LB | CCP-W-B035-PI-140-DW-032-7 | DEMI WATER SUPPLY HEADER B TO RING MAIN HEADER(HEAT TRACING APPLY) | C01 | 18.04.25 |  | CO1A | 31.01.26 |  | C01B | 06.02.26 |  | N | I.F.C | ISO
DW | YARD | LB | CCP-W-B035-PI-140-DW-032-8 | DEMI WATER SUPPLY HEADER B TO RING MAIN HEADER(HEAT TRACING APPLY) | C01 | 18.04.25 |  | CO1A | 31.01.26 |  | C01B | 06.02.26 |  | N | I.F.C | ISO
DW | YARD | LB | CCP-W-B035-PI-140-DW-033-1 | DEMI WATER PUMP SUCTION HEADER(COMMON) TO DEMI WATER PUMP D SUCTION(INDIVIDUAL) | C01 | 18.04.25 | EXPANSION JOINT,STRAINER 미접수 | CO1A | 31.01.26 |  | C01B | 06.02.26 |  | N | I.F.C | ISO
DW | YARD | LB | CCP-W-B035-PI-140-DW-034-1 | DEMI WATER PUMP D TO DEMI WATER PUMP D DISCHARGE(INDIVIDUAL) | C01 | 18.04.25 |  | CO1A | 31.01.26 |  | C01B | 06.02.26 |  | N | I.F.C | ISO
DW | YARD | LB | CCP-W-B035-PI-140-DW-035-1 | RING MAIN HEADER(HEAT TRACING APPLY) TO HOT WATER SUPPLY BUILDING | C01 | 18.04.25 | VALVE 위치 HOLD | CO1A | 31.01.26 |  | C01B | 06.02.26 |  | N | I.F.C | ISO
DW | YARD | SB | CCP-W-B035-PI-140-DW-037-1 | DEMI WATER SUPPLY HEADER TO AUX BOILER(START UP) | C01 | 14.08.25 |  | C01A | 30.12.25 |  |  |  |  | N | I.F.C | ISO
DW | YARD | SB | CCP-W-B035-PI-140-DW-038-1 | DEMI WATER SUPPLY HEADER TO BSEDG | C01 | 14.08.25 |  | C01A | 30.12.25 |  |  |  |  | N | I.F.C | ISO
DW | YARD | LB | CCP-W-B035-PI-140-DW-039-1 | DEMI TANK A INDIVIDUAL TO WATER TREATMENT OF PROCESS AND DW ZLD | C01 | 31.01.26 | 신규도면 | C01A | 06.02.26 |  |  |  |  | N | I.F.C | ISO
DW | YARD | LB | CCP-W-B035-PI-140-DW-040-1 | DEMI TANK A INDIVIDUAL TO WATER TREATMENT PLANT BUILDING | C01 | 18.04.25 | T.P HOLD | CO1A | 31.01.26 |  | C01B | 06.02.26 |  | N | I.F.C | ISO
DW | YARD | LB | CCP-W-B035-PI-140-DW-041-1 | DEMI TANK B INDIVIDUAL TO WATER TREATMENT PLANT BUILDING | C01 | 18.04.25 | T.P HOLD | CO1A | 31.01.26 |  | C01B | 06.02.26 |  | N | I.F.C | ISO
DW | YARD | LB | CCP-W-B035-PI-140-DW-042-1 | WATER TREATMENT PLANT BUILDING TO 10"-DW-B0-35/004-GK1-HT LINE | C01 | 18.04.25 |  | CO1A | 31.01.26 |  | C01B | 06.02.26 |  | N | I.F.C | ISO
DW | YARD | LB | CCP-W-B035-PI-140-DW-043-1 | WATER TREATMENT PLANT BUILDING TO 10"-DW-B0-35/005-GK1-HT LINE | C01 | 18.04.25 |  | CO1A | 31.01.26 |  | C01B | 06.02.26 |  | N | I.F.C | ISO
DW | YARD | LB | CCP-W-B035-PI-140-DW-044-1 | DEMI TANK A&B HEADER TO WATER TREATMENT OF PROCESS AND DW ZLD | C01 | 31.01.26 | 신규도면 | [6 empty] | N | I.F.C | ISO
DW | YARD | SB | CCP-W-B035-PI-140-DW-407-1 | DEMI WATER PUMP A STRAINER DRAIN | C01 | 14.08.25 |  | C01A | 30.12.25 |  |  |  |  | N | I.F.C | ISO
DW | YARD | SB | CCP-W-B035-PI-140-DW-408-1 | DEMI WATER PUMP A CASING DRAIN | C01 | 14.08.25 |  | C01A | 30.12.25 |  |  |  |  | N | I.F.C | ISO
DW | YARD | SB | CCP-W-B035-PI-140-DW-410-1 | DEMI WATER PUMP B STRAINER DRAIN | C01 | 14.08.25 |  | C01A | 30.12.25 |  |  |  |  | N | I.F.C | ISO
DW | YARD | SB | CCP-W-B035-PI-140-DW-411-1 | DEMI WATER PUMP B CASING DRAIN | C01 | 14.08.25 |  | C01A | 30.12.25 |  |  |  |  | N | I.F.C | ISO
DW | YARD | SB | CCP-W-B035-PI-140-DW-413-1 | DEMI WATER PUMP C STRAINER DRAIN | C01 | 14.08.25 |  | C01A | 30.12.25 |  |  |  |  | N | I.F.C | ISO
DW | YARD | SB | CCP-W-B035-PI-140-DW-414-1 | DEMI WATER PUMP C CASING DRAIN | C01 | 14.08.25 |  | C01A | 30.12.25 |  |  |  |  | N | I.F.C | ISO
DW | YARD | SB | CCP-W-B035-PI-140-DW-418-1 | DEMI WATER PUMP D STRAINER DRAIN | C01 | 14.08.25 |  | C01A | 30.12.25 |  |  |  |  | N | I.F.C | ISO
DW | YARD | SB | CCP-W-B035-PI-140-DW-419-1 | DEMI WATER PUMP D CASING DRAIN | C01 | 14.08.25 |  | C01A | 30.12.25 |  |  |  |  | N | I.F.C | ISO
DW | YARD | SB | CCP-W-B035-PI-140-DW-421-1 | DEMI TANK TO WATER TREATMENT HEADER DRAIN | C01 | 14.08.25 |  | C01A | 30.12.25 |  |  |  |  | N | I.F.C | ISO
DW | YARD | SB | CCP-W-B035-PI-140-DW-423-1 | DEMI SUPPLY COMMON HEADER DRAIN | C01 | 14.08.25 |  | C01A | 30.12.25 |  |  |  |  | N | I.F.C | ISO
DW | YARD | SB | CCP-W-B035-PI-140-DW-426-1 | DEMI SUPPLY COMMON HEADER DRAIN | C01 | 14.08.25 |  | C01A | 30.12.25 |  |  |  |  | N | I.F.C | ISO
DW | YARD | SB | CCP-W-B035-PI-140-DW-428-1 | DEMI WATER SUPPLY HEADER DRAIN | C01 | 14.08.25 |  | C01A | 30.12.25 |  |  |  |  | N | I.F.C | ISO
DW | YARD | SB | CCP-W-B035-PI-140-DW-502-1 | DEMI WATER PUMP A DISCHARGE VENT | C01 | 14.08.25 |  | C01A | 30.12.25 |  |  |  |  | N | I.F.C | ISO
DW | YARD | SB | CCP-W-B035-PI-140-DW-503-1 | DEMI WATER PUMP B DISCHARGE VENT | C01 | 14.08.25 |  | C01A | 30.12.25 |  |  |  |  | N | I.F.C | ISO
DW | YARD | SB | CCP-W-B035-PI-140-DW-504-1 | DEMI WATER PUMP C DISCHARGE VENT | C01 | 14.08.25 |  | C01A | 30.12.25 |  |  |  |  | N | I.F.C | ISO
DW | YARD | SB | CCP-W-B035-PI-140-DW-505-1 | DEMI WATER PUMP D DISCHARGE VENT | C01 | 14.08.25 |  | C01A | 30.12.25 |  |  |  |  | N | I.F.C | ISO
DW | YARD | SB | CCP-W-B035-PI-140-DW-506-1 | DEMI SUPPLY COMMON HEADER VENT | C01 | 14.08.25 |  | C01A | 30.12.25 |  |  |  |  | N | I.F.C | ISO
DW | YARD | SB | CCP-W-B035-PI-140-DW-507-1 | DEMI SUPPLY COMMON HEADER VENT | C01 | 14.08.25 |  | C01A | 30.12.25 |  |  |  |  | N | I.F.C | ISO
DW | YARD | SB | CCP-W-B035-PI-140-DW-508-1 | DEMI SUPPLY COMMON HEADER VENT | C01 | 14.08.25 |  | C01A | 30.12.25 |  |  |  |  | N | I.F.C | ISO
DW | YARD | SB | CCP-W-B035-PI-140-DW-509-1 | DEMI SUPPLY COMMON HEADER VENT | C01 | 14.08.25 |  | C01A | 30.12.25 |  |  |  |  | N | I.F.C | ISO
DW | YARD | SB | CCP-W-B035-PI-140-DW-510-1 | DEMI SUPPLY COMMON HEADER VENT | C01 | 14.08.25 |  | C01A | 30.12.25 |  |  |  |  | N | I.F.C | ISO
DW | YARD | SB | CCP-W-B035-PI-140-DW-511-1 | DEMI SUPPLY COMMON HEADER VENT | C01 | 14.08.25 |  | C01A | 30.12.25 |  |  |  |  | N | I.F.C | ISO
SW | YARD | LB | CCP-W-B036-PI-140-UW-001-1 | WATER TREATMENT SYSTEM TO SERVICE WATER STORAGE TANK COMMON | C01 | 02.04.25 | T.P 미확정 | C01A | 31.01.26 |  |  |  |  | N | I.F.C | ISO
SW | YARD | LB | CCP-W-B036-PI-140-UW-002-1 | SERVICE WATER STORAGE TANK COMMON TO SERVICE WATER STORAGE TANK A | C01 | 02.04.25 | FLEXIBLE CONNECTION 미접수 | C01A | 31.01.26 |  |  |  |  | N | I.F.C | ISO
SW | YARD | LB | CCP-W-B036-PI-140-UW-003-1 | SERVICE WATER STORAGE TANK COMMON TO SERVICE WATER STORAGE TANK B | C01 | 02.04.25 | FLEXIBLE CONNECTION 미접수 | C01A | 31.01.26 |  |  |  |  | N | I.F.C | ISO
SW | YARD | LB | CCP-W-B036-PI-140-UW-004-1 | SERVICE WATER STORAGE TANK A TO SW PUMP SUC. COMMON | C01 | 02.04.25 | FLEXIBLE CONNECTION 미접수 | C01A | 31.01.26 |  |  |  |  | N | I.F.C | ISO
SW | YARD | LB | CCP-W-B036-PI-140-UW-005-1 | SERVICE WATER STORAGE TANK B TO SW PUMP SUC. COMMON | C01 | 02.04.25 | FLEXIBLE CONNECTION 미접수 | C01A | 31.01.26 |  |  |  |  | N | I.F.C | ISO
SW | YARD | LB | CCP-W-B036-PI-140-UW-006-1 | SERVICE WATER PUMP SUC. COMMON HEADER A | C01 | 02.04.25 |  | C01A | 31.01.26 |  |  |  |  | N | I.F.C | ISO
SW | YARD | LB | CCP-W-B036-PI-140-UW-007-1 | SERVICE WATER PUMP SUC. COMMON HEADER B | C01 | 02.04.25 |  | C01A | 31.01.26 |  |  |  |  | N | I.F.C | ISO
SW | YARD | LB | CCP-W-B036-PI-140-UW-008-1 | SERVICE WATER PUMP SUC. COMMON HEADER TO SERVICE WATER PUMP SUC. A | C01 | 02.04.25 | EXPANSION JOINT,STRAINER 미접수 | C01A | 31.01.26 |  |  |  |  | N | I.F.C | ISO
SW | YARD | LB | CCP-W-B036-PI-140-UW-009-1 | SERVICE WATER PUMP SUC. COMMON HEADER TO SERVICE WATER PUMP SUC. B | C01 | 02.04.25 | EXPANSION JOINT,STRAINER 미접수 | C01A | 31.01.26 |  |  |  |  | N | I.F.C | ISO
SW | YARD | LB | CCP-W-B036-PI-140-UW-010-1 | SERVICE WATER PUMP DIS. A TO SERVICE WATER PUMP DIS. COMMON HEADER | C01 | 02.04.25 |  | C01A | 31.01.26 |  |  |  |  | N | I.F.C | ISO
SW | YARD | LB | CCP-W-B036-PI-140-UW-011-1 | SERVICE WATER PUMP DIS. B TO SERVICE WATER PUMP DIS. COMMON HEADER | C01 | 02.04.25 |  | C01A | 31.01.26 |  |  |  |  | N | I.F.C | ISO
SW | YARD | LB | CCP-W-B036-PI-140-UW-012-1 | SERVICE WATER PUMP DIS. COMMON HEADER A | C01 | 02.04.25 |  | C01A | 31.01.26 |  |  |  |  | N | I.F.C | ISO
SW | YARD | LB | CCP-W-B036-PI-140-UW-013-10 | SW PUMP DISCHARGE RING HEADER (OUTDOOR) | C01 | 02.04.25 | PIPE RACK HOLD | C01A | 31.01.26 |  |  |  |  | N | I.F.C | ISO
SW | YARD | LB | CCP-W-B036-PI-140-UW-013-11 | SW PUMP DISCHARGE RING HEADER (OUTDOOR) | C01 | 02.04.25 |  | C01A | 31.01.26 |  |  |  |  | N | I.F.C | ISO
SW | YARD | LB | CCP-W-B036-PI-140-UW-013-12 | SW PUMP DISCHARGE RING HEADER (OUTDOOR) | C01 | 02.04.25 |  | C01A | 31.01.26 |  |  |  |  | N | I.F.C | ISO
SW | YARD | LB | CCP-W-B036-PI-140-UW-013-13 | SW PUMP DISCHARGE RING HEADER (OUTDOOR) | C01 | 02.04.25 |  | C01A | 31.01.26 |  |  |  |  | N | I.F.C | ISO
SW | YARD | LB | CCP-W-B036-PI-140-UW-013-14 | SW PUMP DISCHARGE RING HEADER (OUTDOOR) | C01 | 02.04.25 |  | C01A | 31.01.26 |  |  |  |  | N | I.F.C | ISO
SW | YARD | LB | CCP-W-B036-PI-140-UW-013-15 | SW PUMP DISCHARGE RING HEADER (OUTDOOR) | C01 | 02.04.25 |  | C01A | 31.01.26 |  |  |  |  | N | I.F.C | ISO
SW | YARD | LB | CCP-W-B036-PI-140-UW-013-16 | SERVICE WATER PUMP DIS. COMMON HEADER B TO SW PUMP DISCHARGE RING HEADER(OUTDOOR) | C01 | 02.04.25 |  | C01A | 31.01.26 |  |  |  |  | N | I.F.C | ISO
SW | YARD | LB | CCP-W-B036-PI-140-UW-013-17 | SW PUMP DISCHARGE RING HEADER (OUTDOOR) | C01 | 02.04.25 |  | C01A | 31.01.26 |  |  |  |  | N | I.F.C | ISO
SW | YARD | LB | CCP-W-B036-PI-140-UW-013-18 | SW PUMP DISCHARGE RING HEADER (OUTDOOR) | C01 | 02.04.25 |  | C01A | 31.01.26 |  |  |  |  | N | I.F.C | ISO
SW | YARD | LB | CCP-W-B036-PI-140-UW-013-19 | SW PUMP DISCHARGE RING HEADER (OUTDOOR) | C01 | 02.04.25 |  | C01A | 31.01.26 |  |  |  |  | N | I.F.C | ISO
SW | YARD | LB | CCP-W-B036-PI-140-UW-013-1 | SERVICE WATER PUMP DIS. COMMON HEADER B TO SW PUMP DISCHARGE RING HEADER(OUTDOOR) | C01 | 02.04.25 |  | C01A | 31.01.26 |  |  |  |  | N | I.F.C | ISO
SW | YARD | LB | CCP-W-B036-PI-140-UW-013-20 | SW PUMP DISCHARGE RING HEADER (OUTDOOR) | C01 | 02.04.25 |  | C01A | 31.01.26 |  |  |  |  | N | I.F.C | ISO
SW | YARD | LB | CCP-W-B036-PI-140-UW-013-21 | SW PUMP DISCHARGE RING HEADER (OUTDOOR) | C01 | 02.04.25 |  | C01A | 31.01.26 |  |  |  |  | N | I.F.C | ISO
SW | YARD | LB | CCP-W-B036-PI-140-UW-013-22 | SW PUMP DISCHARGE RING HEADER (OUTDOOR) | C01 | 02.04.25 |  | C01A | 31.01.26 |  |  |  |  | N | I.F.C | ISO
SW | YARD | LB | CCP-W-B036-PI-140-UW-013-23 | SW PUMP DISCHARGE RING HEADER (OUTDOOR) | C01 | 02.04.25 |  | C01A | 31.01.26 |  |  |  |  | N | I.F.C | ISO
SW | YARD | LB | CCP-W-B036-PI-140-UW-013-24 | SW PUMP DISCHARGE RING HEADER (OUTDOOR) | C01 | 02.04.25 |  | C01A | 31.01.26 |  |  |  |  | N | I.F.C | ISO
SW | YARD | LB | CCP-W-B036-PI-140-UW-013-2 | SW PUMP DISCHARGE RING HEADER (OUTDOOR) | C01 | 02.04.25 |  | C01A | 31.01.26 |  |  |  |  | N | I.F.C | ISO
SW | YARD | LB | CCP-W-B036-PI-140-UW-013-3 | SW PUMP DISCHARGE RING HEADER (OUTDOOR) | C01 | 02.04.25 |  | C01A | 31.01.26 |  |  |  |  | N | I.F.C | ISO
SW | YARD | LB | CCP-W-B036-PI-140-UW-013-4 | SW PUMP DISCHARGE RING HEADER (OUTDOOR) | C01 | 02.04.25 |  | C01A | 31.01.26 |  |  |  |  | N | I.F.C | ISO
SW | YARD | LB | CCP-W-B036-PI-140-UW-013-5 | SW PUMP DISCHARGE RING HEADER (OUTDOOR) | C01 | 02.04.25 |  | C01A | 31.01.26 |  |  |  |  | N | I.F.C | ISO
SW | YARD | LB | CCP-W-B036-PI-140-UW-013-6 | SW PUMP DISCHARGE RING HEADER (OUTDOOR) | C01 | 02.04.25 |  | C01A | 31.01.26 |  |  |  |  | N | I.F.C | ISO
SW | YARD | LB | CCP-W-B036-PI-140-UW-013-7 | SW PUMP DISCHARGE RING HEADER (OUTDOOR) | C01 | 02.04.25 |  | C01A | 31.01.26 |  |  |  |  | N | I.F.C | ISO
SW | YARD | LB | CCP-W-B036-PI-140-UW-013-8 | SW PUMP DISCHARGE RING HEADER (OUTDOOR) | C01 | 02.04.25 |  | C01A | 31.01.26 |  |  |  |  | N | I.F.C | ISO
SW | YARD | LB | CCP-W-B036-PI-140-UW-013-9 | SW PUMP DISCHARGE RING HEADER (OUTDOOR) | C01 | 02.04.25 |  | C01A | 31.01.26 |  |  |  |  | N | I.F.C | ISO
SW | YARD | LB | CCP-W-B036-PI-140-UW-014-1 | SERVICE WATER PUMP DIS. COMMON HEADER B | C01 | 02.04.25 |  | C01A | 31.01.26 |  |  |  |  | N | I.F.C | ISO
SW | YARD | LB | CCP-W-B036-PI-140-UW-015-1 | SERVICE WATER PUMP DIS. COMMON BYPASS | C01 | 02.04.25 |  | C01A | 31.01.26 |  |  |  |  | N | I.F.C | ISO
SW | YARD | LB | CCP-W-B036-PI-140-UW-016-1 | SW PUMP DISCHARGE RING HEADER(INDOOR) TO SERVICE WATER PUMP REC. LINE(OUTDOOR) | C01 | 02.04.25 |  | C01A | 31.01.26 |  |  |  |  | N | I.F.C | ISO
SW | YARD | LB | CCP-W-B036-PI-140-UW-016-2 | SERVICE WATER PUMP RECIR. LINE(INDOOR) TO SERVICE WATER STORAGE TANK COMMON | C01 | 02.04.25 |  | C01A | 31.01.26 |  |  |  |  | N | I.F.C | ISO
SW | YARD | LB | CCP-W-B036-PI-140-UW-016-3 | SERVICE WATER PUMP RECIR. LINE(INDOOR) TO SERVICE WATER STORAGE TANK COMMON | C01 | 02.04.25 |  | C01A | 31.01.26 |  |  |  |  | N | I.F.C | ISO
SW | YARD | LB | CCP-W-B036-PI-140-UW-017-1 | SERVICE WATER PUMP REC. BYPASS | C01 | 02.04.25 |  | C01A | 31.01.26 |  |  |  |  | N | I.F.C | ISO
SW | YARD | LB | CCP-W-B036-PI-140-UW-019-1 | SERVICE WATER STORAGE TANK COMMON TO SERVICE WATER STORAGE TANK A | C01 | 02.04.25 | FLEXIBLE CONNECTION 미접수 | C01A | 31.01.26 |  |  |  |  | N | I.F.C | ISO
SW | YARD | LB | CCP-W-B036-PI-140-UW-020-1 | SERVICE WATER STORAGE TANK COMMON TO SERVICE WATER STORAGE TANK B | C01 | 02.04.25 | FLEXIBLE CONNECTION 미접수 | C01A | 31.01.26 |  |  |  |  | N | I.F.C | ISO
SW | YARD | SB | CCP-W-B036-PI-140-UW-021-1 | SW PUMP DISCHARGE RING HEADERTO WORKSHOP AND STORAGE. RADIATION SHELTER | C01 | 13.08.25 |  | C01A | 30.12.25 |  |  |  |  | N | I.F.C | ISO
SW | YARD | SB | CCP-W-B036-PI-140-UW-021-2 | SW PUMP DISCHARGE RING HEADERTO WORKSHOP AND STORAGE. RADIATION SHELTER | C01 | 13.08.25 |  | C01A | 30.12.25 |  |  |  |  | N | I.F.C | ISO
SW | YARD | SB | CCP-W-B036-PI-140-UW-022-1 | SW PUMP DISCHARGE RING HEADERTO CAR WASH | C01 | 13.08.25 |  | C01A | 30.12.25 |  |  |  |  | N | I.F.C | ISO
SW | YARD | LB | CCP-W-B036-PI-140-UW-024-1 | SW PUMP DISCHARGE RING HEADER (OUTDOOR) TO SW PUMP DIS. RING HEADER BRIDGE | C01 | 02.04.25 | STG ISO STHEET 미확정 | C01A | 31.01.26 | 기존 CCP-W-B136-PI-140-UW-024(1OF1) |  |  |  | N | I.F.C | ISO
SW | PB | LB | CCP-W-B036-PI-140-UW-024-2 | SW PUMP DISCHARGE RING HEADER(OUTDOOR) TO SW PUMP DISCHARGE RING HEADER BRIDGE | C01 | 02.04.25 |  | C01A | 31.01.26 | 기존 CCP-W-B036-PI-140-UW-024(1OF3) |  |  |  | N | I.F.C | ISO
SW | PB | LB | CCP-W-B036-PI-140-UW-024-3 | SW PUMP DISCHARGE RING HEADER(OUTDOOR) TO SW PUMP DISCHARGE RING HEADER BRIDGE | C01 | 02.04.25 |  | C01A | 31.01.26 | 기존 CCP-W-B036-PI-140-UW-024(2OF3) |  |  |  | N | I.F.C | ISO
SW | PB | LB | CCP-W-B036-PI-140-UW-024-4 | SW PUMP DISCHARGE RING HEADER(OUTDOOR) TO SW PUMP DISCHARGE RING HEADER BRIDGE | C01 | 02.04.25 |  | C01A | 31.01.26 | 기존 CCP-W-B036-PI-140-UW-024(3OF3) |  |  |  | N | I.F.C | ISO
SW | YARD | LB | CCP-W-B036-PI-140-UW-024-5 | SW PUMP DISCHARGE RING HEADER (OUTDOOR) TO SW PUMP DIS. RING HEADER BRIDGE | C01 | 02.04.25 | STG ISO STHEET 미확정 | C01A | 31.01.26 | 기존 CCP-W-B236-PI-140-UW-024(1OF1) |  |  |  | N | I.F.C | ISO
SW | YARD | SB | CCP-W-B036-PI-140-UW-025-1 | SERVICE WATER PUMP DISCHARGE RING HEADERTO WORKSHOP AND STORAGE. RADIATION SHELTER | C01 | 13.08.25 |  | C01A | 30.12.25 |  |  |  |  | N | I.F.C | ISO
SW | YARD | SB | CCP-W-B036-PI-140-UW-026-1 | SERVICE WATER PUMP DISCHARGE RING HEADERTO WORKSHOP AND STORAGE. RADIATION SHELTER | C01 | 13.08.25 |  | C01A | 30.12.25 |  |  |  |  | N | I.F.C | ISO
SW | YARD | SB | CCP-W-B036-PI-140-UW-067-1 | SERVICE WATER PUMP SUCTION A DRAIN | C01 | 13.08.25 |  | C01A | 30.12.25 |  |  |  |  | N | I.F.C | ISO
SW | YARD | SB | CCP-W-B036-PI-140-UW-068-1 | SERVICE WATER PUMP SUCTION B DRAIN | C01 | 13.08.25 |  | C01A | 30.12.25 |  |  |  |  | N | I.F.C | ISO
SW | YARD | SB | CCP-W-B036-PI-140-UW-069-1 | SERVICE WATER PUMP DISCHARGE #1 DRAIN | C01 | 13.08.25 |  | C01A | 30.12.25 |  |  |  |  | N | I.F.C | ISO
SW | YARD | SB | CCP-W-B036-PI-140-UW-070-1 | SERVICE WATER PUMP DISCHARGE #2 DRAIN | C01 | 13.08.25 |  | C01A | 30.12.25 |  |  |  |  | N | I.F.C | ISO
SW | YARD | SB | CCP-W-B036-PI-140-UW-073-1 | SW PUMP DISCHARGE RING HEADERTO DIESEL OIL PUMP STATION | C01 | 13.08.25 |  | C01A | 30.12.25 |  |  |  |  | N | I.F.C | ISO
SW | YARD | SB | CCP-W-B036-PI-140-UW-073-2 | SW PUMP DISCHARGE RING HEADERTO DIESEL OIL PUMP STATION | C01 | 13.08.25 |  | C01A | 30.12.25 |  |  |  |  | N | I.F.C | ISO
SW | YARD | LB | CCP-W-B036-PI-140-UW-074-1 | SERVICE WATER PUMP SUC. COMMON HEADER TO SERVICE WATER PUMP SUC. C | C01 | 02.04.25 | EXPANSION JOINT,STRAINER 미접수 | C01A | 31.01.26 |  |  |  |  | N | I.F.C | ISO
SW | YARD | LB | CCP-W-B036-PI-140-UW-075-1 | SERVICE WATER PUMP SUC. COMMON HEADER TO SERVICE WATER PUMP SUC. D | C01 | 02.04.25 | EXPANSION JOINT,STRAINER 미접수 | C01A | 31.01.26 |  |  |  |  | N | I.F.C | ISO
SW | YARD | LB | CCP-W-B036-PI-140-UW-076-1 | SERVICE WATER PUMP DIS. C TO SERVICE WATER PUMP DIS. COMMON HEADER | C01 | 02.04.25 |  | C01A | 31.01.26 |  |  |  |  | N | I.F.C | ISO
SW | YARD | LB | CCP-W-B036-PI-140-UW-077-1 | SERVICE WATER PUMP DIS. D TO SERVICE WATER PUMP DIS. COMMON HEADER | C01 | 02.04.25 |  | C01A | 31.01.26 |  |  |  |  | N | I.F.C | ISO
SW | YARD | SB | CCP-W-B036-PI-140-UW-078-1 | SERVICE WATER PUMP SUCTION C DRAIN | C01 | 13.08.25 |  | C01A | 30.12.25 |  |  |  |  | N | I.F.C | ISO
SW | YARD | SB | CCP-W-B036-PI-140-UW-079-1 | SERVICE WATER PUMP SUCTION D DRAIN | C01 | 13.08.25 |  | C01A | 30.12.25 |  |  |  |  | N | I.F.C | ISO
SW | YARD | SB | CCP-W-B036-PI-140-UW-080-1 | SERVICE WATER PUMP DISCHARGE C DRAIN | C01 | 13.08.25 |  | C01A | 30.12.25 |  |  |  |  | N | I.F.C | ISO
SW | YARD | SB | CCP-W-B036-PI-140-UW-081-1 | SERVICE WATER PUMP DISCHARGE D DRAIN | C01 | 13.08.25 |  | C01A | 30.12.25 |  |  |  |  | N | I.F.C | ISO
SW | YARD | SB | CCP-W-B036-PI-140-UW-082-1 | SERVICE WATER PUMP A DRAIN | C01 | 13.08.25 |  | C01A | 30.12.25 |  |  |  |  | N | I.F.C | ISO
SW | YARD | SB | CCP-W-B036-PI-140-UW-083-1 | SERVICE WATER PUMP B DRAIN | C01 | 13.08.25 |  | C01A | 30.12.25 |  |  |  |  | N | I.F.C | ISO
SW | YARD | SB | CCP-W-B036-PI-140-UW-084-1 | SERVICE WATER PUMP C DRAIN | C01 | 13.08.25 |  | C01A | 30.12.25 |  |  |  |  | N | I.F.C | ISO
SW | YARD | SB | CCP-W-B036-PI-140-UW-085-1 | SERVICE WATER PUMP D DRAIN | C01 | 13.08.25 |  | C01A | 30.12.25 |  |  |  |  | N | I.F.C | ISO
SW | YARD | SB | CCP-W-B036-PI-140-UW-086-1 | SERVICE WATER STORAGE TANK ATO CHEMICALLY WWT FACILITIES | C01 | 13.08.25 |  | C01A | 30.12.25 |  |  |  |  | N | I.F.C | ISO
SW | YARD | SB | CCP-W-B036-PI-140-UW-086-2 | SERVICE WATER STORAGE TANK ATO CHEMICALLY WWT FACILITIES | C01 | 13.08.25 |  | C01A | 30.12.25 |  |  |  |  | N | I.F.C | ISO
SW | YARD | SB | CCP-W-B036-PI-140-UW-089-1 | SW PUMP DISCHARGE RING HEADERTO SEWAGE WWT FACILITIES | C01 | 13.08.25 |  | C01A | 30.12.25 |  |  |  |  | N | I.F.C | ISO
SW | YARD | SB | CCP-W-B036-PI-140-UW-409-1 | SW PUMP DISCHARGE RING HEADER DRAIN | C01 | 13.08.25 |  | C01A | 30.12.25 |  |  |  |  | N | I.F.C | ISO
SW | YARD | SB | CCP-W-B036-PI-140-UW-421-1 | SERVICE WATER STORAGE TANK COMMON DRAIN | C01 | 13.08.25 |  | C01A | 30.12.25 |  |  |  |  | N | I.F.C | ISO
SW | YARD | SB | CCP-W-B036-PI-140-UW-422-1 | SERVICE WATER STORAGE TANK COMMON DRAIN | C01 | 13.08.25 |  | C01A | 30.12.25 |  |  |  |  | N | I.F.C | ISO
SW | YARD | SB | CCP-W-B036-PI-140-UW-424-1 | SW PUMP DISCHARGE RING HEADER DRAIN | C01 | 13.08.25 |  | C01A | 30.12.25 |  |  |  |  | N | I.F.C | ISO
SW | YARD | SB | CCP-W-B036-PI-140-UW-426-1 | SW PUMP DISCHARGE RING HEADER DRAIN | C01 | 13.08.25 |  | C01A | 30.12.25 |  |  |  |  | N | I.F.C | ISO
SW | YARD | SB | CCP-W-B036-PI-140-UW-427-1 | SW PUMP DISCHARGE RING HEADER DRAIN | C01 | 13.08.25 |  | C01A | 30.12.25 |  |  |  |  | N | I.F.C | ISO
SW | YARD | SB | CCP-W-B036-PI-140-UW-431-1 | SW PUMP DISCHARGE RING HEADER DRAIN | C01 | 13.08.25 |  | C01A | 30.12.25 |  |  |  |  | N | I.F.C | ISO
SW | YARD | SB | CCP-W-B036-PI-140-UW-501-1 | SERVICE WATER PUMP DIS. A VENT | C01 | 13.08.25 |  | C01A | 30.12.25 |  |  |  |  | N | I.F.C | ISO
SW | YARD | SB | CCP-W-B036-PI-140-UW-502-1 | SERVICE WATER PUMP DIS. B VENT | C01 | 13.08.25 |  | C01A | 30.12.25 |  |  |  |  | N | I.F.C | ISO
SW | YARD | SB | CCP-W-B036-PI-140-UW-503-1 | SERVICE WATER PUMP DIS. C VENT | C01 | 13.08.25 |  | C01A | 30.12.25 |  |  |  |  | N | I.F.C | ISO
SW | YARD | SB | CCP-W-B036-PI-140-UW-504-1 | SERVICE WATER PUMP DIS. D VENT | C01 | 13.08.25 |  | C01A | 30.12.25 |  |  |  |  | N | I.F.C | ISO
SW | YARD | SB | CCP-W-B036-PI-140-UW-505-1 | SW PUMP DISCHARGE RING HEADER DRAIN | C01 | 13.08.25 |  | C01A | 30.12.25 |  |  |  |  | N | I.F.C | ISO
SW | YARD | SB | CCP-W-B036-PI-140-UW-506-1 | SW PUMP DISCHARGE RING HEADER DRAIN | C01 | 13.08.25 |  | C01A | 30.12.25 |  |  |  |  | N | I.F.C | ISO
SW | YARD | SB | CCP-W-B036-PI-140-UW-507-1 | SW PUMP DISCHARGE RING HEADER DRAIN | C01 | 13.08.25 |  | C01A | 30.12.25 |  |  |  |  | N | I.F.C | ISO
SW | YARD | SB | CCP-W-B036-PI-140-UW-508-1 | SW PUMP DISCHARGE RING HEADER DRAIN | C01 | 13.08.25 |  | C01A | 30.12.25 |  |  |  |  | N | I.F.C | ISO
SW | YARD | SB | CCP-W-B036-PI-140-UW-509-1 | SW PUMP DISCHARGE RING HEADER DRAIN | C01 | 13.08.25 |  | C01A | 30.12.25 |  |  |  |  | N | I.F.C | ISO
SW | YARD | SB | CCP-W-B036-PI-140-UW-510-1 | SW PUMP DISCHARGE RING HEADER DRAIN | C01 | 13.08.25 |  | C01A | 30.12.25 |  |  |  |  | N | I.F.C | ISO
SW | YARD | SB | CCP-W-B036-PI-140-UW-511-1 | SW PUMP DISCHARGE RING HEADER VENT | C01 | 13.08.25 |  | C01A | 30.12.25 |  |  |  |  | N | I.F.C | ISO
SW | PB | SB | CCP-W-B036-PI-140-UW-517-1 | SW PUMP DISCHARGE RING HEADER VENT | C01 | 13.08.25 |  | C01A | 30.12.25 |  |  |  |  | N | I.F.C | ISO
PW | YARD | LB | CCP-W-B037-PI-140-PW-004-1 | DIST. PUMP SUCTION COMMON (OUTDOOR) TO DIST. PUMP SUCTION COMMON (INDOOR) | C01 | 02.04.25 |  | C01A | 16.01.26 |  | C01B | 31.01.26 |  | N | I.F.C | ISO
PW | YARD | LB | CCP-W-B037-PI-140-PW-005-1 | DIST. PUMP SUCTION COMMON (OUTDOOR) TO DIST. PUMP SUCTION COMMON (INDOOR) | C01 | 02.04.25 |  | C01A | 16.01.26 |  | C01B | 31.01.26 |  | N | I.F.C | ISO
PW | YARD | LB | CCP-W-B037-PI-140-PW-006-1 | DIST. PUMP SUCTION COMMON HEADER A TO DIST. PUMP SUCTION COMMON HEADER A | C01 | 02.04.25 |  | C01A | 16.01.26 |  |  |  |  | N | I.F.C | ISO
PW | YARD | LB | CCP-W-B037-PI-140-PW-007-1 | DIST. PUMP SUCTION COMMON HEADER B TO DIST. PUMP SUCTION COMMON HEADER B | C01 | 02.04.25 |  | C01A | 31.01.26 |  |  |  |  | N | I.F.C | ISO
PW | YARD | LB | CCP-W-B037-PI-140-PW-008-1 | DISTRIBUTION PUMP SUCTION COMMON TO DISTRIBUTION PUMP SUCTION A | C01 | 02.04.25 |  | C01A | 16.01.26 |  |  |  |  | N | I.F.C | ISO
PW | YARD | LB | CCP-W-B037-PI-140-PW-009-1 | DISTRIBUTION PUMP SUCTION COMMON TO DISTRIBUTION PUMP SUCTION B | C01 | 02.04.25 |  | C01A | 16.01.26 |  |  |  |  | N | I.F.C | ISO
PW | YARD | LB | CCP-W-B037-PI-140-PW-010-1 | DISTRIBUTION PUMP DISCHARGE A TO DIST. PUMP DISCHARGE COMMON HEADER | C01 | 02.04.25 |  | C01A | 16.01.26 |  |  |  |  | N | I.F.C | ISO
PW | YARD | LB | CCP-W-B037-PI-140-PW-011-1 | DISTRIBUTION PUMP DISCHARGE B TO DIST. PUMP DISCHARGE COMMON HEADER | C01 | 02.04.25 |  | C01A | 16.01.26 |  |  |  |  | N | I.F.C | ISO
PW | YARD | LB | CCP-W-B037-PI-140-PW-012-1 | DIST. PUMP DISCHARGE COMMON HEADER B TO DIST. PUMP DISCHARGE RING HEADER (INDOOR) | C01 | 02.04.25 |  | C01A | 31.01.26 |  |  |  |  | N | I.F.C | ISO
PW | YARD | LB | CCP-W-B037-PI-140-PW-013-1 | DIST. PUMP DISCHARGE COMMON HEADER A TO DIST. PUMP DISCHARGE COMMON HEADER A | C01 | 02.04.25 |  | C01A | 31.01.26 |  |  |  |  | N | I.F.C | ISO
PW | YARD | LB | CCP-W-B037-PI-140-PW-014-1 | DIST. PUMP RECIR. LINE (INDOOR) TO DIST. PUMP RECIR. LINE (OUTDOOR) | C01 | 02.04.25 |  | C01A | 16.01.26 |  |  |  |  | N | I.F.C | ISO
PW | YARD | LB | CCP-W-B037-PI-140-PW-014-2 | DIST. PUMP RECIR. LINE (INDOOR) TO DIST. PUMP RECIR. LINE (OUTDOOR) | C01 | 02.04.25 |  | C01A | 16.01.26 |  |  |  |  | N | I.F.C | ISO
PW | YARD | LB | CCP-W-B037-PI-140-PW-015-1 | POTABLE WATER PUMP RECIR. BYPASS LINE | C01 | 02.04.25 |  | C01A | 31.01.26 |  |  |  |  | N | I.F.C | ISO
PW | YARD | LB | CCP-W-B037-PI-140-PW-016-1 | DIST. PUMP DISCHARGE COMMON BYPASS TO DIST. PUMP DISCHARGE RING HEADER (INDOOR) | C01 | 02.04.25 |  | C01A | 31.01.26 |  |  |  |  | N | I.F.C | ISO
PW | YARD | LB | CCP-W-B037-PI-140-PW-018-1 | DIST. PUMP DISCHARGE COMMON HEADER B TO DIST. PUMP DISCHARGE COMMON HEADER B | C01 | 02.04.25 |  | C01A | 31.01.26 |  |  |  |  | N | I.F.C | ISO
PW | YARD | LB | CCP-W-B037-PI-140-PW-023-1 | DIST. PUMP DISCHARGE COMMON HEADER B TO DIST. PUMP DISCHARGE COMMON BYPASS | C01 | 02.04.25 |  | C01A | 16.01.26 |  | C01B | 31.01.26 |  | N | I.F.C | ISO
PW | PB | SB | CCP-W-B037-PI-140-PW-032-1 | MAIN BUILDING COMMON HEADER | C01 | 12.08.25 |  | C01A | 30.12.25 |  |  |  |  | N | I.F.C | ISO
PW | PB | SB | CCP-W-B037-PI-140-PW-032-2 | MAIN BUILDING COMMON HEADER | C01 | 12.08.25 |  | C01A | 30.12.25 |  |  |  |  | N | I.F.C | ISO
PW | PB | SB | CCP-W-B037-PI-140-PW-032-3 | MAIN BUILDING COMMON HEADER | C01 | 12.08.25 |  | C01A | 30.12.25 |  |  |  |  | N | I.F.C | ISO
PW | PB | SB | CCP-W-B037-PI-140-PW-032-4 | MAIN BUILDING COMMON HEADER | C01 | 12.08.25 |  | C01A | 30.12.25 |  |  |  |  | N | I.F.C | ISO
PW | PB | SB | CCP-W-B037-PI-140-PW-032-5 | MAIN BUILDING COMMON HEADER | C01 | 12.08.25 |  | C01A | 30.12.25 |  |  |  |  | N | I.F.C | ISO
PW | PB | SB | CCP-W-B037-PI-140-PW-032-6 | MAIN BUILDING COMMON HEADER | C01 | 12.08.25 |  | C01A | 30.12.25 |  |  |  |  | N | I.F.C | ISO
PW | PB | SB | CCP-W-B037-PI-140-PW-032-7 | MAIN BUILDING COMMON HEADER | C01 | 12.08.25 |  | C01A | 30.12.25 |  |  |  |  | N | I.F.C | ISO
PW | YARD | SB | CCP-W-B037-PI-140-PW-044-1 | PW PUMP A SUCTION STRAINER DRAIN LINE | C01 | 12.08.25 |  | C01A | 30.12.25 |  |  |  |  | N | I.F.C | ISO
PW | YARD | SB | CCP-W-B037-PI-140-PW-045-1 | PW PUMP B SUCTION STRAINER DRAIN LINE | C01 | 12.08.25 |  | C01A | 30.12.25 |  |  |  |  | N | I.F.C | ISO
PW | YARD | SB | CCP-W-B037-PI-140-PW-046-1 | PW PUMP A DISCHARGE DRAIN LINE | C01 | 12.08.25 |  | C01A | 30.12.25 |  |  |  |  | N | I.F.C | ISO
PW | YARD | SB | CCP-W-B037-PI-140-PW-047-1 | PW PUMP B DISCHARGE DRAIN LINE | C01 | 12.08.25 |  | C01A | 30.12.25 |  |  |  |  | N | I.F.C | ISO
PW | YARD | LB | CCP-W-B037-PI-140-PW-080-1 | DISTRIBUTION PUMP SUCTION COMMON TO DISTRIBUTION PUMP SUCTION C | C01 | 02.04.25 |  | C01A | 16.01.26 |  |  |  |  | N | I.F.C | ISO
PW | YARD | LB | CCP-W-B037-PI-140-PW-081-1 | DISTRIBUTION PUMP SUCTION COMMON TO DISTRIBUTION PUMP SUCTION D | C01 | 02.04.25 |  | C01A | 16.01.26 |  |  |  |  | N | I.F.C | ISO
PW | YARD | LB | CCP-W-B037-PI-140-PW-082-1 | DISTRIBUTION PUMP DISCHARGE C TO DIST. PUMP DISCHARGE COMMON HEADER | C01 | 02.04.25 |  | C01A | 16.01.26 |  |  |  |  | N | I.F.C | ISO
PW | YARD | LB | CCP-W-B037-PI-140-PW-083-1 | DISTRIBUTION PUMP DISCHARGE D TO DIST. PUMP DISCHARGE COMMON HEADER | C01 | 02.04.25 |  | C01A | 16.01.26 |  |  |  |  | N | I.F.C | ISO
PW | YARD | SB | CCP-W-B037-PI-140-PW-084-1 | PW PUMP C SUCTION STRAINER DRAIN LINE | C01 | 12.08.25 |  | C01A | 30.12.25 |  |  |  |  | N | I.F.C | ISO
PW | YARD | SB | CCP-W-B037-PI-140-PW-085-1 | PW PUMP D SUCTION STRAINER DRAIN LINE | C01 | 12.08.25 |  | C01A | 30.12.25 |  |  |  |  | N | I.F.C | ISO
PW | YARD | SB | CCP-W-B037-PI-140-PW-086-1 | PW PUMP C DISCHARGE DRAIN LINE | C01 | 12.08.25 |  | C01A | 30.12.25 |  |  |  |  | N | I.F.C | ISO
PW | YARD | SB | CCP-W-B037-PI-140-PW-087-1 | PW PUMP D DISCHARGE DRAIN LINE | C01 | 12.08.25 |  | C01A | 30.12.25 |  |  |  |  | N | I.F.C | ISO
PW | YARD | LB | CCP-W-B037-PI-140-PW-088-1 | ELECTRIC CHILLER COMMON (INDOOR) TO POTABLE WATER ELECTRIC CHILLER | C01 | 02.04.25 |  | C01A | 16.01.26 |  | C01B | 31.01.26 |  | N | I.F.C | ISO
PW | YARD | LB | CCP-W-B037-PI-140-PW-089-1 | POTABLE WATER ELECTRIC CHILLER TO POTABLE WATER STORAGE TANK COMMON (INDOOR) | C01 | 02.04.25 |  | C01A | 16.01.26 |  | C01B | 31.01.26 |  | N | I.F.C | ISO
PW | YARD | SB | CCP-W-B037-PI-140-PW-090-1 | PW DISTRIBUTION PUMP A DRAIN LINE | C01 | 12.08.25 |  | C01A | 30.12.25 |  |  |  |  | N | I.F.C | ISO
PW | YARD | SB | CCP-W-B037-PI-140-PW-091-1 | PW DISTRIBUTION PUMP B DRAIN LINE | C01 | 12.08.25 |  | C01A | 30.12.25 |  |  |  |  | N | I.F.C | ISO
PW | YARD | SB | CCP-W-B037-PI-140-PW-092-1 | PW DISTRIBUTION PUMP C DRAIN LINE | C01 | 12.08.25 |  | C01A | 30.12.25 |  |  |  |  | N | I.F.C | ISO
PW | YARD | SB | CCP-W-B037-PI-140-PW-093-1 | PW DISTRIBUTION PUMP D DRAIN LINE | C01 | 12.08.25 |  | C01A | 30.12.25 |  |  |  |  | N | I.F.C | ISO
PW | YARD | SB | CCP-W-B037-PI-140-PW-094-1 | PW ELECTRIC CHILLER DRAIN LINE | C01 | 12.08.25 |  | C01A | 30.12.25 |  |  |  |  | N | I.F.C | ISO
PW | YARD | LB | CCP-W-B037-PI-140-PW-105-1 | DIST. PUMP RECIR. LINE (OUTDOOR) OF BAZIS TO POTABLE WATER STORAGE TANK COMMON | C01 | 02.04.25 |  | C01A | 16.01.26 |  |  |  |  | N | I.F.C | ISO
PW | YARD | LB | CCP-W-B037-PI-140-PW-106-1 | POTABLE WATER STORAGE TANK COMMON TO POTABLE WATER STORAGE TANK A (OUTDOOR) | C01 | 02.04.25 |  | C01A | 16.01.26 |  | C01B | 31.01.26 |  | N | I.F.C | ISO
PW | YARD | LB | CCP-W-B037-PI-140-PW-107-1 | POTABLE WATER STORAGE TANK COMMON TO POTABLE WATER STORAGE TANK B (OUTDOOR) | C01 | 02.04.25 |  | C01A | 16.01.26 |  | C01B | 31.01.26 |  | N | I.F.C | ISO
PW | YARD | LB | CCP-W-B037-PI-140-PW-109-1 | POTABLE WATER STORAGE TANK A TO ELECTRIC CHILLER COMMON | C01 | 02.04.25 |  | C01A | 16.01.26 |  | C01B | 31.01.26 |  | N | I.F.C | ISO
PW | YARD | LB | CCP-W-B037-PI-140-PW-110-1 | POTABLE WATER STORAGE TANK B TO ELECTRIC CHILLER COMMON | C01 | 02.04.25 |  | C01A | 16.01.26 |  | C01B | 31.01.26 |  | N | I.F.C | ISO
PW | YARD | LB | CCP-W-B037-PI-140-PW-111-1 | ELECTRIC CHILLER COMMON TO ELECTRIC CHILLER COMMON (OUTDOOR) | C01 | 02.04.25 |  | C01A | 16.01.26 |  | C01B | 31.01.26 |  | N | I.F.C | ISO
PW | YARD | LB | CCP-W-B037-PI-140-PW-112-1 | POTABLE WATER STORAGE TANK COMMON TO POTABLE WATER STORAGE TANK A | C01 | 02.04.25 |  | C01A | 16.01.26 |  | C01B | 31.01.26 |  | N | I.F.C | ISO
PW | YARD | LB | CCP-W-B037-PI-140-PW-113-1 | POTABLE WATER STORAGE TANK COMMON TO POTABLE WATER STORAGE TANK B | C01 | 02.04.25 |  | C01A | 16.01.26 |  | C01B | 31.01.26 |  | N | I.F.C | ISO
PW | YARD | LB | CCP-W-B037-PI-140-PW-114-1 | POTABLE WATER STORAGE TANK COMMON (OUTDOOR) TO POTABLE WATER STORAGE TANK COMMON | C01 | 02.04.25 |  | C01A | 16.01.26 |  | C01B | 31.01.26 |  | N | I.F.C | ISO
PW | YARD | SB | CCP-W-B037-PI-140-PW-401-1 | PW ELECTRIC CHILLER OUTLET DRAIN LINE | C01 | 12.08.25 |  | C01A | 30.12.25 |  |  |  |  | N | I.F.C | ISO
PW | YARD | SB | CCP-W-B037-PI-140-PW-402-1 | PW ELECTRIC CHILLER INLET DRAIN LINE | C01 | 12.08.25 |  | C01A | 30.12.25 |  |  |  |  | N | I.F.C | ISO
PW | YARD | SB | CCP-W-B037-PI-140-PW-409-1 | PW PUMP RECIR. DRAIN LINE | C01 | 12.08.25 |  | C01A | 30.12.25 |  |  |  |  | N | I.F.C | ISO
PW | YARD | SB | CCP-W-B037-PI-140-PW-501-1 | PW PUMP DISCHARGE COMMON HEADER VENT LINE | C01 | 12.08.25 |  | C01A | 30.12.25 |  |  |  |  | N | I.F.C | ISO
PW | YARD | SB | CCP-W-B037-PI-140-PW-502-1 | PW PUMP RECIR. VENT LINE | C01 | 12.08.25 |  | C01A | 30.12.25 |  |  |  |  | N | I.F.C | ISO
PW | YARD | SB | CCP-W-B037-PI-140-PW-503-1 | PW PUMP A DISCHARGE VENT LINE | C01 | 12.08.25 |  | C01A | 30.12.25 |  |  |  |  | N | I.F.C | ISO
PW | YARD | SB | CCP-W-B037-PI-140-PW-504-1 | PW PUMP B DISCHARGE VENT LINE | C01 | 12.08.25 |  | C01A | 30.12.25 |  |  |  |  | N | I.F.C | ISO
PW | YARD | SB | CCP-W-B037-PI-140-PW-505-1 | PW PUMP C DISCHARGE VENT LINE | C01 | 12.08.25 |  | C01A | 30.12.25 |  |  |  |  | N | I.F.C | ISO
PW | YARD | SB | CCP-W-B037-PI-140-PW-506-1 | PW PUMP D DISCHARGE VENT LINE | C01 | 12.08.25 |  | C01A | 30.12.25 |  |  |  |  | N | I.F.C | ISO
RW | YARD | LB | CCP-W-B038-PI-140-RW-004-1 | RAW WATER STORAGE TANK A TO DISTRIBUTION PUMP SUCTION COM.(OUTDOOR) | C01 | 02.04.25 | FLEXIBLE CONNECTION 미접수 | C01A | 16.01.26 |  |  |  |  | N | I.F.C | ISO
RW | YARD | LB | CCP-W-B038-PI-140-RW-005-1 | RAW WATER STORAGE TANK B TO DISTRIBUTION PUMP SUCTION COM.(OUTDOOR) | C01 | 02.04.25 | FLEXIBLE CONNECTION 미접수 | C01A | 16.01.26 |  |  |  |  | N | I.F.C | ISO
RW | YARD | LB | CCP-W-B038-PI-140-RW-006-1 | DISTRIBUTION PUMP SUCTION COM. HEADER A TO DISTRIBUTION PUMP SUCTION COM. HEADER A | C01 | 02.04.25 | [7 empty] | N | I.F.C | ISO
RW | YARD | LB | CCP-W-B038-PI-140-RW-007-1 | DISTRIBUTION PUMP SUCTION COM. HEADER B TO DISTRIBUTION PUMP SUCTION COM. HEADER B | C01 | 02.04.25 | [7 empty] | N | I.F.C | ISO
RW | YARD | LB | CCP-W-B038-PI-140-RW-008-1 | DISTRIBUTION PUMP SUCTION COM. HEADER TO DISTRIBUTION PUMP SUCTION A | C01 | 02.04.25 | STRAINER 미접수 | C01A | 16.01.26 |  |  |  |  | N | I.F.C | ISO
RW | YARD | LB | CCP-W-B038-PI-140-RW-009-1 | DISTRIBUTION PUMP SUCTION COM. HEADER TO DISTRIBUTION PUMP SUCTION B | C01 | 02.04.25 | STRAINER 미접수 | C01A | 16.01.26 |  |  |  |  | N | I.F.C | ISO
RW | YARD | LB | CCP-W-B038-PI-140-RW-010-1 | DISTRIBUTION PUMP DISCHARGE A TO DISTRIBUTION PUMP DISCHARGE COM. HEADER | C01 | 02.04.25 |  | C01A | 16.01.26 |  |  |  |  | N | I.F.C | ISO
RW | YARD | LB | CCP-W-B038-PI-140-RW-011-1 | DISTRIBUTION PUMP DISCHARGE B TO DISTRIBUTION PUMP DISCHARGE COM. HEADER | C01 | 02.04.25 |  | C01A | 16.01.26 |  |  |  |  | N | I.F.C | ISO
RW | YARD | LB | CCP-W-B038-PI-140-RW-012-1 | DISTRIBUTION PUMP DISCHARGE COM. HEADER B TO DISTRIBUTION PUMP DISCHARGE COM. (INDOOR) | C01 | 02.04.25 |  | C01A | 16.01.26 |  | C01B | 31.01.26 |  | N | I.F.C | ISO
RW | YARD | LB | CCP-W-B038-PI-140-RW-012-2 | DISTRIBUTION PUMP DISCHARGE COM. HEADER B TO DISTRIBUTION PUMP DISCHARGE COM. (INDOOR) | C01 | 02.04.25 |  | C01A | 16.01.26 |  |  |  |  | N | I.F.C | ISO
RW | YARD | LB | CCP-W-B038-PI-140-RW-012-3 | DISTRIBUTION PUMP DISCHARGE COM. HEADER B TO DISTRIBUTION PUMP DISCHARGE COM. (INDOOR) | C01 | 02.04.25 | [7 empty] | N | I.F.C | ISO
RW | YARD | LB | CCP-W-B038-PI-140-RW-012-4 | DISTRIBUTION PUMP DISCHARGE COM. HEADER B TO DISTRIBUTION PUMP DISCHARGE COM. (INDOOR) | C01 | 02.04.25 |  | C01A | 16.01.26 |  | C01B | 31.01.26 |  | N | I.F.C | ISO
RW | YARD | LB | CCP-W-B038-PI-140-RW-012-5 | DISTRIBUTION PUMP DISCHARGE COM. HEADER B TO DISTRIBUTION PUMP DISCHARGE COM. (INDOOR) | C01 | 02.04.25 |  | C01A | 16.01.26 |  |  |  |  | N | I.F.C | ISO
RW | YARD | LB | CCP-W-B038-PI-140-RW-013-1 | DISTRIBUTION PUMP DISCHARGE COM. HEADER A TO DISTRIBUTION PUMP DISCHARGE COM. HEADER A | C01 | 02.04.25 |  | C01A | 16.01.26 |  |  |  |  | N | I.F.C | ISO
RW | YARD | LB | CCP-W-B038-PI-140-RW-014-1 | DISTRIBUTION PUMP RECIRCULATION LINE (INDOOR) TO STORAGE TANK | C01 | 02.04.25 |  | C01A | 16.01.26 |  |  |  |  | N | I.F.C | ISO
RW | YARD | LB | CCP-W-B038-PI-140-RW-014-2 | DISTRIBUTION PUMP RECIRCULATION LINE (INDOOR) TO STORAGE TANK | C01 | 02.04.25 |  | C01A | 16.01.26 |  |  |  |  | N | I.F.C | ISO
RW | YARD | LB | CCP-W-B038-PI-140-RW-014-3 | DISTRIBUTION PUMP RECIRCULATION LINE (INDOOR) TO STORAGE TANK | C01 | 02.04.25 |  | C01A | 16.01.26 |  |  |  |  | N | I.F.C | ISO
RW | YARD | LB | CCP-W-B038-PI-140-RW-015-1 | DISTRIBUTION PUMP RECIRCULATION BYPASS TO PUMP RECIRCULATION BYPASS | C01 | 02.04.25 | [7 empty] | N | I.F.C | ISO
RW | YARD | LB | CCP-W-B038-PI-140-RW-016-1 | DISTRIBUTION PUMP DISCHARGE COM. HEADER B TO DISTRIBUTION PUMP DISCHARGE COM. HEADER B | C01 | 02.04.25 |  | C01A | 16.01.26 |  |  |  |  | N | I.F.C | ISO
RW | YARD | LB | CCP-W-B038-PI-140-RW-017-1 | RAW WATER STORAGE TANK COMMON TO RAW WATER STORAGE TANK A | C01 | 02.04.25 | FLEXIBLE CONNECTION 미접수 | C01A | 16.01.26 |  |  |  |  | N | I.F.C | ISO
RW | YARD | LB | CCP-W-B038-PI-140-RW-018-1 | RAW WATER STORAGE TANK COMMON TO RAW WATER STORAGE TANK B | C01 | 02.04.25 | FLEXIBLE CONNECTION 미접수 | C01A | 16.01.26 |  |  |  |  | N | I.F.C | ISO
RW | YARD | LB | CCP-W-B038-PI-140-RW-019-1 | DISTRIBUTION PUMP DISCHARGE COM. HEADER B TO DISTRIBUTION PUMP DISCHARGE COMMON BYPASS | C01 | 02.04.25 | [7 empty] | N | I.F.C | ISO
RW | YARD | LB | CCP-W-B038-PI-140-RW-023-1 | RAW WATER STORAGE TANK A TO FIRE FIGHTING A | C01 | 02.04.25 | FLEXIBLE CONNECTION 미접수 | C01A | 16.01.26 |  | C01B | 31.01.26 |  | N | I.F.C | ISO
RW | YARD | LB | CCP-W-B038-PI-140-RW-024-1 | RAW WATER STORAGE TANK B TO FIRE FIGHTING B | C01 | 02.04.25 | FLEXIBLE CONNECTION 미접수 | C01A | 16.01.26 |  | C01B | 31.01.26 |  | N | I.F.C | ISO
RW | YARD | LB | CCP-W-B038-PI-140-RW-025-1 | FIRE FIGHTING TO SERVICE WATER STORAGE TANK COMMON | C01 | 02.04.25 |  | C01A | 16.01.26 |  | C01B | 31.01.26 |  | N | I.F.C | ISO
RW | YARD | LB | CCP-W-B038-PI-140-RW-026-1 | RAW WATER STORAGE TANK COMMON TO RAW WATER STORAGE TANK A | C01 | 02.04.25 | FLEXIBLE CONNECTION 미접수 | C01A | 16.01.26 |  |  |  |  | N | I.F.C | ISO
RW | YARD | LB | CCP-W-B038-PI-140-RW-027-1 | RAW WATER STORAGE TANK COMMON TO RAW WATER STORAGE TANK B | C01 | 02.04.25 | FLEXIBLE CONNECTION 미접수 | C01A | 16.01.26 |  |  |  |  | N | I.F.C | ISO
RW | YARD | SB | CCP-W-B038-PI-140-RW-030-1 | RW DIST. PUMP A SUCTION LINE DRAIN | C01 | 16.07.25 |  | C01A | 30.12.25 |  |  |  |  | N | I.F.C | ISO
RW | YARD | SB | CCP-W-B038-PI-140-RW-031-1 | RW DIST. PUMP B SUCTION LINE DRAIN | C01 | 16.07.25 |  | C01A | 30.12.25 |  |  |  |  | N | I.F.C | ISO
RW | YARD | LB | CCP-W-B038-PI-140-RW-034-1 | DISTRIBUTION PUMP SUCTION COM. HEADER TO DISTRIBUTION PUMP SUCTION C | C01 | 02.04.25 | STRAINER 미접수 | C01A | 16.01.26 |  |  |  |  | N | I.F.C | ISO
RW | YARD | LB | CCP-W-B038-PI-140-RW-035-1 | DISTRIBUTION PUMP SUCTION COM. HEADER TO DISTRIBUTION PUMP SUCTION D | C01 | 02.04.25 | STRAINER 미접수 | C01A | 16.01.26 |  |  |  |  | N | I.F.C | ISO
RW | YARD | LB | CCP-W-B038-PI-140-RW-036-1 | DISTRIBUTION PUMP DISCHARGE C TO DISTRIBUTION PUMP DISCHARGE COM. HEADER | C01 | 02.04.25 |  | C01A | 16.01.26 |  |  |  |  | N | I.F.C | ISO
RW | YARD | LB | CCP-W-B038-PI-140-RW-037-1 | DISTRIBUTION PUMP DISCHARGE D TO DISTRIBUTION PUMP DISCHARGE COM. HEADER | C01 | 02.04.25 |  | C01A | 16.01.26 |  |  |  |  | N | I.F.C | ISO
RW | YARD | LB | CCP-W-B038-PI-140-RW-038-1 | IDUSTRIAL - STORM WATER TREATMENT UNIT TO RAW WATER STORAGE TANK A | C01 | 02.04.25 | FLEXIBLE CONNECTION 미접수 | C01A | 16.01.26 |  | C01B | 31.01.26 |  | N | I.F.C | ISO
RW | YARD | LB | CCP-W-B038-PI-140-RW-039-1 | SEWAGE FOR CHEMICALLY WWT UNIT TO RAW WATER STORAGE TANK A | C01 | 02.04.25 | FLEXIBLE CONNECTION 미접수 | C01A | 16.01.26 |  |  |  |  | N | I.F.C | ISO
RW | YARD | LB | CCP-W-B038-PI-140-RW-040-1 | IDUSTRIAL - STORM WATER TREATMENT UNIT TO RAW WATER STORAGE TANK B | C01 | 02.04.25 | FLEXIBLE CONNECTION 미접수 | C01A | 16.01.26 |  | C01B | 31.01.26 |  | N | I.F.C | ISO
RW | YARD | LB | CCP-W-B038-PI-140-RW-041-1 | SEWAGE FOR CHEMICALLY WWT UNIT TO RAW WATER STORAGE TANK B | C01 | 02.04.25 | FLEXIBLE CONNECTION 미접수 | C01A | 16.01.26 |  |  |  |  | N | I.F.C | ISO
RW | YARD | LB | CCP-W-B038-PI-140-RW-042-1 | IDUSTRIAL - STORM WATER TREATMENT UNIT TO RAW WATER STORAGE TANK INLET COM. LINE | C01 | 02.04.25 | T.P NO.미확정 | C01A | 16.01.26 |  |  |  |  | N | I.F.C | ISO
RW | YARD | LB | CCP-W-B038-PI-140-RW-042-2 | IDUSTRIAL - STORM WATER TREATMENT UNIT TO RAW WATER STORAGE TANK INLET COM. LINE | C01 | 02.04.25 |  | C01A | 16.01.26 |  |  |  |  | N | I.F.C | ISO
RW | YARD | LB | CCP-W-B038-PI-140-RW-042-3 | IDUSTRIAL - STORM WATER TREATMENT UNIT TO RAW WATER STORAGE TANK INLET COM. LINE | C01 | 02.04.25 |  | C01A | 16.01.26 |  |  |  |  | N | I.F.C | ISO
RW | YARD | LB | CCP-W-B038-PI-140-RW-042-4 | IDUSTRIAL - STORM WATER TREATMENT UNIT TO RAW WATER STORAGE TANK INLET COM. LINE | C01 | 02.04.25 |  | C01A | 16.01.26 |  |  |  |  | N | I.F.C | ISO
RW | YARD | LB | CCP-W-B038-PI-140-RW-042-5 | IDUSTRIAL - STORM WATER TREATMENT UNIT TO RAW WATER STORAGE TANK INLET COM. LINE | C01 | 02.04.25 |  | C01A | 16.01.26 |  |  |  |  | N | I.F.C | ISO
RW | YARD | LB | CCP-W-B038-PI-140-RW-042-6 | IDUSTRIAL - STORM WATER TREATMENT UNIT TO RAW WATER STORAGE TANK INLET COM. LINE | C01 | 02.04.25 |  | C01A | 16.01.26 |  |  |  |  | N | I.F.C | ISO
RW | YARD | LB | CCP-W-B038-PI-140-RW-042-7 | IDUSTRIAL - STORM WATER TREATMENT UNIT TO RAW WATER STORAGE TANK INLET COM. LINE | C01 | 02.04.25 |  | C01A | 16.01.26 |  |  |  |  | N | I.F.C | ISO
RW | YARD | LB | CCP-W-B038-PI-140-RW-043-1 | SEWAGE FOR CHEMICALLY WWT UNIT TO RAW WATER STORAGE TANK INLET COM. LINE | C01 | 02.04.25 | T.P NO.미확정 | C01A | 16.01.26 |  |  |  |  | N | I.F.C | ISO
RW | YARD | LB | CCP-W-B038-PI-140-RW-043-2 | SEWAGE FOR CHEMICALLY WWT UNIT TO RAW WATER STORAGE TANK INLET COM. LINE | C01 | 02.04.25 |  | C01A | 16.01.26 |  |  |  |  | N | I.F.C | ISO
RW | YARD | LB | CCP-W-B038-PI-140-RW-043-3 | SEWAGE FOR CHEMICALLY WWT UNIT TO RAW WATER STORAGE TANK INLET COM. LINE | C01 | 02.04.25 |  | C01A | 16.01.26 |  |  |  |  | N | I.F.C | ISO
RW | YARD | LB | CCP-W-B038-PI-140-RW-043-4 | SEWAGE FOR CHEMICALLY WWT UNIT TO RAW WATER STORAGE TANK INLET COM. LINE | C01 | 02.04.25 |  | C01A | 16.01.26 |  |  |  |  | N | I.F.C | ISO
RW | YARD | LB | CCP-W-B038-PI-140-RW-043-5 | SEWAGE FOR CHEMICALLY WWT UNIT TO RAW WATER STORAGE TANK INLET COM. LINE | C01 | 02.04.25 |  | C01A | 16.01.26 |  |  |  |  | N | I.F.C | ISO
RW | YARD | SB | CCP-W-B038-PI-140-RW-044-1 | RW DIST. PUMP C SUCTION LINE DRAIN | C01 | 16.07.25 |  | C01A | 30.12.25 |  |  |  |  | N | I.F.C | ISO
RW | YARD | SB | CCP-W-B038-PI-140-RW-045-1 | RW DIST. PUMP D SUCTION LINE DRAIN | C01 | 16.07.25 |  | C01A | 30.12.25 |  |  |  |  | N | I.F.C | ISO
RW | YARD | SB | CCP-W-B038-PI-140-RW-048-1 | RAW WATER DISTRIBUTION PUMP A DRAIN | C01 | 16.07.25 |  | C01A | 30.12.25 |  |  |  |  | N | I.F.C | ISO
RW | YARD | SB | CCP-W-B038-PI-140-RW-049-1 | RAW WATER DISTRIBUTION PUMP B DRAIN | C01 | 16.07.25 |  | C01A | 30.12.25 |  |  |  |  | N | I.F.C | ISO
RW | YARD | SB | CCP-W-B038-PI-140-RW-050-1 | RAW WATER DISTRIBUTION PUMP C DRAIN | C01 | 16.07.25 |  | C01A | 30.12.25 |  |  |  |  | N | I.F.C | ISO
RW | YARD | SB | CCP-W-B038-PI-140-RW-051-1 | RAW WATER DISTRIBUTION PUMP D DRAIN | C01 | 16.07.25 |  | C01A | 30.12.25 |  |  |  |  | N | I.F.C | ISO
RW | YARD | LB | CCP-W-B038-PI-140-RW-054-1 | DISTRIBUTION PUMP DISCHARGE COM.(OUTDOOR) TO WATER TREATMENT SYSTEM | C01 | 02.04.25 | [7 empty] | N | I.F.C | ISO
RW | YARD | LB | CCP-W-B038-PI-140-RW-055-1 | DISTRIBUTION PUMP DISCHARGE COM.(OUTDOOR) TO WATER TREATMENT SYSTEM | C01 | 02.04.25 |  | C01A | 16.01.26 |  |  |  |  | N | I.F.C | ISO
RW | YARD | LB | CCP-W-B038-PI-140-RW-056-1 | WATER TREATMENT SYSTEM RAW WATER STORAGE TANK INLET COMMON LINE | C01 | 02.04.25 | [7 empty] | N | I.F.C | ISO
RW | YARD | LB | CCP-W-B038-PI-140-RW-056-2 | WATER TREATMENT SYSTEM RAW WATER STORAGE TANK INLET COMMON LINE | C01 | 02.04.25 |  | C01A | 16.01.26 |  |  |  |  | N | I.F.C | ISO
RW | YARD | LB | CCP-W-B038-PI-140-RW-057-1 | RAW WATER STORAGE TANK INLET COMMON LINE RAW WATER STORAGE TANK B | C01 | 02.04.25 |  | C01A | 16.01.26 |  |  |  |  | N | I.F.C | ISO
RW | YARD | LB | CCP-W-B038-PI-140-RW-058-1 | RAW WATER STORAGE TANK INLET COMMON LINE RAW WATER STORAGE TANK A | C01 | 02.04.25 |  | C01A | 16.01.26 |  |  |  |  | N | I.F.C | ISO
RW | YARD | SB | CCP-W-B038-PI-140-RW-409-1 | RW DIST. PUMP RECIR. TO STORAGE TANK DRAIN | C01 | 16.07.25 |  | C01A | 30.12.25 |  |  |  |  | N | I.F.C | ISO
RW | YARD | SB | CCP-W-B038-PI-140-RW-501-1 | RW DIST. PUMP DISCHARGE COMMON LINE VENT | C01 | 16.07.25 |  | C01A | 30.12.25 |  |  |  |  | N | I.F.C | ISO
RW | YARD | SB | CCP-W-B038-PI-140-RW-502-1 | RW DIST. PUMP DISCHARGE COMMON LINE VENT | C01 | 16.07.25 |  | C01A | 30.12.25 |  |  |  |  | N | I.F.C | ISO
RW | YARD | SB | CCP-W-B038-PI-140-RW-503-1 | FF RECIR. TO RW STORAGE TANK B LINE VENT | C01 | 16.07.25 |  | C01A | 30.12.25 |  |  |  |  | N | I.F.C | ISO
RW | YARD | SB | CCP-W-B038-PI-140-RW-504-1 | RW DIST. PUMP RECIR. TO STORAGE TANK VENT | C01 | 16.07.25 |  | C01A | 30.12.25 |  |  |  |  | N | I.F.C | ISO
RW | YARD | SB | CCP-W-B038-PI-140-RW-505-1 | RW STORAGE TANK INLET COMMON LINE VENT | C01 | 16.07.25 |  | C01A | 30.12.25 |  |  |  |  | N | I.F.C | ISO
RW | YARD | SB | CCP-W-B038-PI-140-RW-506-1 | SEWAGE FOR CHEMICALLY WWT UNIT LINE VENT | C01 | 16.07.25 |  | C01A | 30.12.25 |  |  |  |  | N | I.F.C | ISO
RW | YARD | SB | CCP-W-B038-PI-140-RW-507-1 | INDUSTRIAL LINE(STORM WATER TREATMENT) VENT | C01 | 16.07.25 |  | C01A | 30.12.25 |  |  |  |  | N | I.F.C | ISO
RW | YARD | SB | CCP-W-B038-PI-140-RW-512-1 | RW DIST. PUMP A DISCHARGE LINE VENT | C01 | 16.07.25 |  | C01A | 30.12.25 |  |  |  |  | N | I.F.C | ISO
RW | YARD | SB | CCP-W-B038-PI-140-RW-513-1 | RW DIST. PUMP B DISCHARGE LINE VENT | C01 | 16.07.25 |  | C01A | 30.12.25 |  |  |  |  | N | I.F.C | ISO
RW | YARD | SB | CCP-W-B038-PI-140-RW-514-1 | RW DIST. PUMP C DISCHARGE LINE VENT | C01 | 16.07.25 |  | C01A | 30.12.25 |  |  |  |  | N | I.F.C | ISO
RW | YARD | SB | CCP-W-B038-PI-140-RW-515-1 | RW DIST. PUMP D DISCHARGE LINE VENT | C01 | 16.07.25 |  | C01A | 30.12.25 |  |  |  |  | N | I.F.C | ISO
WWT | PB | LB | CCP-W-B039-PI-140-CD-001-1 | HRSG #11 BLOW DOWN SUMP PUMP DISCHARGE A TO CHEMICAL WASTE WATER | C01 | 29.04.25 | DRAIN ROUTE 미확정 | C01A | 31.01.26 |  |  |  |  | N | I.F.C | ISO
WWT | PB | LB | CCP-W-B039-PI-140-CD-002-1 | HRSG #11 BLOW DOWN SUMP PUMP DISCHARGE B TO CHEMICAL WASTE WATER | C01 | 29.04.25 | DRAIN ROUTE 미확정 | C01A | 31.01.26 |  |  |  |  | N | I.F.C | ISO
WWT | PB | LB | CCP-W-B039-PI-140-CD-003-1 | HRSG #11 BLOW DOWN SUMP PUMP COMMON TO CHEMICAL WASTE WATER | C01 | 29.04.25 | TP LOCATION 미확정 | C01A | 31.01.26 |  |  |  |  | N | I.F.C | ISO
WWT | PB | LB | CCP-W-B039-PI-140-CD-005-1 | HRSG #12 BLOW DOWN SUMP PUMP DISCHARGE A TO CHEMICAL WASTE WATER | C01 | 29.04.25 | DRAIN ROUTE 미확정 | C01A | 31.01.26 |  |  |  |  | N | I.F.C | ISO
WWT | PB | LB | CCP-W-B039-PI-140-CD-006-1 | HRSG #12 BLOW DOWN SUMP PUMP DISCHARGE B TO CHEMICAL WASTE WATER | C01 | 29.04.25 | DRAIN ROUTE 미확정 | C01A | 31.01.26 |  |  |  |  | N | I.F.C | ISO
WWT | PB | LB | CCP-W-B039-PI-140-CD-007-1 | HRSG #12 BLOW DOWN SUMP PUMP COMMON TO CHEMICAL WASTE WATER | C01 | 29.04.25 | TP LOCATION 미확정 | C01A | 31.01.26 |  |  |  |  | N | I.F.C | ISO
WWT | PB | LB | CCP-W-B039-PI-140-CD-009-1 | HRSG #21 BLOW DOWN SUMP PUMP DISCHARGE A TO CHEMICAL WASTE WATER | C01 | 29.04.25 | DRAIN ROUTE 미확정 | C01A | 31.01.26 |  |  |  |  | N | I.F.C | ISO
WWT | PB | LB | CCP-W-B039-PI-140-CD-010-1 | HRSG #21 BLOW DOWN SUMP PUMP DISCHARGE B TO CHEMICAL WASTE WATER | C01 | 29.04.25 | DRAIN ROUTE 미확정 | C01A | 31.01.26 |  |  |  |  | N | I.F.C | ISO
WWT | PB | LB | CCP-W-B039-PI-140-CD-011-1 | HRSG #21 BLOW DOWN SUMP PUMP COMMON TO CHEMICAL WASTE WATER | C01 | 29.04.25 | TP LOCATION 미확정 | C01A | 31.01.26 |  |  |  |  | N | I.F.C | ISO
WWT | PB | LB | CCP-W-B039-PI-140-CD-013-1 | HRSG #22 BLOW DOWN SUMP PUMP DISCHARGE A TO CHEMICAL WASTE WATER | C01 | 29.04.25 | DRAIN ROUTE 미확정 | C01A | 31.01.26 |  |  |  |  | N | I.F.C | ISO
WWT | PB | LB | CCP-W-B039-PI-140-CD-014-1 | HRSG #22 BLOW DOWN SUMP PUMP DISCHARGE B TO CHEMICAL WASTE WATER | C01 | 29.04.25 | DRAIN ROUTE 미확정 | C01A | 31.01.26 |  |  |  |  | N | I.F.C | ISO
WWT | PB | LB | CCP-W-B039-PI-140-CD-015-1 | HRSG #22 BLOW DOWN SUMP PUMP COMMON TO CHEMICAL WASTE WATER | C01 | 29.04.25 | TP LOCATION 미확정 | C01A | 31.01.26 |  |  |  |  | N | I.F.C | ISO
WWT | PB | LB | CCP-W-B039-PI-140-CD-017-1 | STG #1 AREA CHEMICAL SUMP PUMP DISCHARGE A TO CHEMICAL WASTE WATER | C01 | 29.04.25 | DRAIN ROUTE 미확정 | C01A | 31.01.26 |  |  |  |  | N | I.F.C | ISO
WWT | PB | LB | CCP-W-B039-PI-140-CD-018-1 | STG #1 AREA CHEMICAL SUMP PUMP DISCHARGE B TO CHEMICAL WASTE WATER | C01 | 29.04.25 | DRAIN ROUTE 미확정 | C01A | 31.01.26 |  |  |  |  | N | I.F.C | ISO
WWT | PB | LB | CCP-W-B039-PI-140-CD-019-1 | STG #1 AREA CHEMICAL SUMP PUMP COMMON TO CHEMICAL WASTE WATER | C01 | 29.04.25 | TP LOCATION 미확정 | C01A | 31.01.26 |  |  |  |  | N | I.F.C | ISO
WWT | PB | LB | CCP-W-B039-PI-140-CD-025-1 | STG #2 AREA CHEMICAL SUMP PUMP DISCHARGE A TO CHEMICAL WASTE WATER | C01 | 29.04.25 | DRAIN ROUTE 미확정 | C01A | 31.01.26 |  |  |  |  | N | I.F.C | ISO
WWT | PB | LB | CCP-W-B039-PI-140-CD-026-1 | STG #2 AREA CHEMICAL SUMP PUMP DISCHARGE B TO CHEMICAL WASTE WATER | C01 | 29.04.25 | DRAIN ROUTE 미확정 | C01A | 31.01.26 |  |  |  |  | N | I.F.C | ISO
WWT | PB | LB | CCP-W-B039-PI-140-CD-027-1 | STG #2 AREA CHEMICAL SUMP PUMP COMMON TO CHEMICAL WASTE WATER | C01 | 29.04.25 | TP LOCATION 미확정 | C01A | 31.01.26 |  |  |  |  | N | I.F.C | ISO
IA | YARD | LB | CCP-W-B040-PI-140-IA-010-10 | INSTRUMENT AIR TP TO INSTRUMENT AIR RINGMAIN | C01 | 11.04.25 |  | C01A | 16.01.26 |  | C01B | 31.01.26 |  | N | I.F.C | ISO
IA | YARD | LB | CCP-W-B040-PI-140-IA-010-11 | INSTRUMENT AIR TP TO INSTRUMENT AIR RINGMAIN | C01 | 11.04.25 |  | C01A | 16.01.26 |  |  |  |  | N | I.F.C | ISO
IA | YARD | LB | CCP-W-B040-PI-140-IA-010-12 | INSTRUMENT AIR TP TO INSTRUMENT AIR RINGMAIN | C01 | 11.04.25 |  | C01A | 16.01.26 |  | C01B | 31.01.26 |  | N | I.F.C | ISO
IA | PB | LB | CCP-W-B040-PI-140-IA-010-13 | INSTRUMENT AIR TP TO INSTRUMENT AIR RINGMAIN | C01 | 11.04.25 |  | C01A | 16.01.26 | ISO SHT(12OF16) 포함, SH'T(13OF16) TBN | C01B | 31.01.26 |  | N | I.F.C | ISO
IA | PB | LB | CCP-W-B040-PI-140-IA-010-14 | INSTRUMENT AIR TP TO INSTRUMENT AIR RINGMAIN | C01 | 11.04.25 |  | C01A | 16.01.26 |  | C01B | 31.01.26 |  | N | I.F.C | ISO
IA | PB | LB | CCP-W-B040-PI-140-IA-010-15 | INSTRUMENT AIR TP TO INSTRUMENT AIR RINGMAIN | C01 | 11.04.25 |  | C01A | 16.01.26 |  |  |  |  | N | I.F.C | ISO
IA | PB | LB | CCP-W-B040-PI-140-IA-010-16 | INSTRUMENT AIR TP TO INSTRUMENT AIR RINGMAIN | C01 | 11.04.25 |  | C01A | 16.01.26 |  | C01B | 31.01.26 |  | N | I.F.C | ISO
IA | YARD | LB | CCP-W-B040-PI-140-IA-010-1 | INSTRUMENT AIR TP TO INSTRUMENT AIR RINGMAIN | C01 | 11.04.25 |  | C01A | 16.01.26 |  | C01B | 31.01.26 |  | N | I.F.C | ISO
IA | YARD | LB | CCP-W-B040-PI-140-IA-010-2 | INSTRUMENT AIR TP TO INSTRUMENT AIR RINGMAIN | C01 | 11.04.25 |  | C01A | 16.01.26 |  | C01B | 31.01.26 |  | N | I.F.C | ISO
IA | YARD | LB | CCP-W-B040-PI-140-IA-010-3 | INSTRUMENT AIR TP TO INSTRUMENT AIR RINGMAIN | C01 | 11.04.25 |  | C01A | 16.01.26 |  | C01B | 31.01.26 |  | N | I.F.C | ISO
IA | YARD | LB | CCP-W-B040-PI-140-IA-010-4 | INSTRUMENT AIR TP TO INSTRUMENT AIR RINGMAIN | C01 | 11.04.25 |  | C01A | 16.01.26 |  | C01B | 31.01.26 |  | N | I.F.C | ISO
IA | YARD | LB | CCP-W-B040-PI-140-IA-010-5 | INSTRUMENT AIR TP TO INSTRUMENT AIR RINGMAIN | C01 | 11.04.25 |  | C01A | 16.01.26 |  | C01B | 31.01.26 |  | N | I.F.C | ISO
IA | YARD | LB | CCP-W-B040-PI-140-IA-010-6 | INSTRUMENT AIR TP TO INSTRUMENT AIR RINGMAIN | C01 | 11.04.25 |  | C01A | 16.01.26 |  |  |  |  | N | I.F.C | ISO
IA | YARD | LB | CCP-W-B040-PI-140-IA-010-7 | INSTRUMENT AIR TP TO INSTRUMENT AIR RINGMAIN | C01 | 11.04.25 |  | C01A | 16.01.26 |  | C01B | 31.01.26 |  | N | I.F.C | ISO
IA | YARD | LB | CCP-W-B040-PI-140-IA-010-8 | INSTRUMENT AIR TP TO INSTRUMENT AIR RINGMAIN | C01 | 11.04.25 |  | C01A | 16.01.26 |  |  |  |  | N | I.F.C | ISO
IA | YARD | LB | CCP-W-B040-PI-140-IA-010-9 | INSTRUMENT AIR TP TO INSTRUMENT AIR RINGMAIN | C01 | 11.04.25 |  | C01A | 16.01.26 |  |  |  |  | N | I.F.C | ISO
IA | YARD | LB | CCP-W-B040-PI-140-IA-011-1 | INSTRUMENT AIR RINGMAIN | C01 | 11.04.25 |  | C01A | 16.01.26 |  | C01B | 31.01.26 |  | N | I.F.C | ISO
IA | YARD | LB | CCP-W-B040-PI-140-IA-011-2 | INSTRUMENT AIR RINGMAIN | C01 | 11.04.25 |  | C01A | 16.01.26 |  |  |  |  | N | I.F.C | ISO
IA | YARD | LB | CCP-W-B040-PI-140-IA-011-3 | INSTRUMENT AIR RINGMAIN | C01 | 11.04.25 |  | C01A | 16.01.26 |  |  |  |  | N | I.F.C | ISO
IA | YARD | LB | CCP-W-B040-PI-140-IA-011-4 | INSTRUMENT AIR RINGMAIN | C01 | 11.04.25 |  | C01A | 16.01.26 |  |  |  |  | N | I.F.C | ISO
IA | YARD | LB | CCP-W-B040-PI-140-IA-011-5 | INSTRUMENT AIR RINGMAIN | C01 | 11.04.25 |  | C01A | 16.01.26 |  | C01B | 31.01.26 |  | N | I.F.C | ISO
IA | YARD | LB | CCP-W-B040-PI-140-IA-011-6 | INSTRUMENT AIR RINGMAIN | C01 | 11.04.25 |  | C01A | 16.01.26 |  | C01B | 31.01.26 |  | N | I.F.C | ISO
IA | PB | LB | CCP-W-B040-PI-140-IA-011-7 | INSTRUMENT AIR RINGMAIN | C01 | 11.04.25 |  | C01A | 31.01.26 |  |  |  |  | N | I.F.C | ISO
IA | YARD | SB | CCP-W-B040-PI-140-IA-017-1 | INSTRUMENT AIR RINGMAIN TO HOT WATER BLDG | C01 | 03.09.25 |  | C01A | 30.12.25 |  |  |  |  | N | I.F.C | ISO
IA | YARD | SB | CCP-W-B040-PI-140-IA-017-2 | INSTRUMENT AIR RINGMAIN TO HOT WATER BLDG | C01 | 03.09.25 |  | C01A | 30.12.25 |  |  |  |  | N | I.F.C | ISO
IA | YARD | SB | CCP-W-B040-PI-140-IA-021-1 | INSTRUMENT AIR TANK FRAM BRANCH TO RW DISTRIBUTION PUMP MIN RECIR. PCV | C01 | 03.09.25 |  | C01A | 30.12.25 |  |  |  |  | N | I.F.C | ISO
IA | YARD | SB | CCP-W-B040-PI-140-IA-021-2 | INSTRUMENT AIR TANK FRAM BRANCH TO RW DISTRIBUTION PUMP MIN RECIR. PCV | C01 | 03.09.25 |  | C01A | 30.12.25 |  |  |  |  | N | I.F.C | ISO
IA | YARD | SB | CCP-W-B040-PI-140-IA-022-1 | INSTRUMENT AIR TANK FRAM BRANCH TO SW DISTRIBUTION PUMP MIN RECIR. PCV | C01 | 03.09.25 |  | C01A | 30.12.25 |  |  |  |  | N | I.F.C | ISO
IA | YARD | SB | CCP-W-B040-PI-140-IA-023-1 | INSTRUMENT AIR TANK FRAM BRANCH TO PW DISTRIBUTION PUMP MIN RECIR. PCV | C01 | 03.09.25 |  | C01A | 30.12.25 |  |  |  |  | N | I.F.C | ISO
IA | YARD | SB | CCP-W-B040-PI-140-IA-023-2 | INSTRUMENT AIR TANK FRAM BRANCH TO PW DISTRIBUTION PUMP MIN RECIR. PCV | C01 | 03.09.25 |  | C01A | 30.12.25 |  |  |  |  | N | I.F.C | ISO
IA | YARD | SB | CCP-W-B040-PI-140-IA-023-3 | INSTRUMENT AIR TANK FRAM BRANCH TO PW DISTRIBUTION PUMP MIN RECIR. PCV | C01 | 03.09.25 |  | C01A | 30.12.25 |  |  |  |  | N | I.F.C | ISO
IA | YARD | SB | CCP-W-B040-PI-140-IA-023-4 | INSTRUMENT AIR TANK FRAM BRANCH TO PW DISTRIBUTION PUMP MIN RECIR. PCV | C01 | 03.09.25 |  | C01A | 30.12.25 |  |  |  |  | N | I.F.C | ISO
IA | YARD | SB | CCP-W-B040-PI-140-IA-023-5 | INSTRUMENT AIR TANK FRAM BRANCH TO PW DISTRIBUTION PUMP MIN RECIR. PCV | C01 | 03.09.25 |  | C01A | 30.12.25 |  |  |  |  | N | I.F.C | ISO
IA | YARD | SB | CCP-W-B040-PI-140-IA-024-1 | INSTRUMENT AIR CHEMICAL WWT BRANCH TO WORKSHOP BUILDING | C01 | 03.09.25 |  | C01A | 30.12.25 |  |  |  |  | N | I.F.C | ISO
IA | YARD | SB | CCP-W-B040-PI-140-IA-024-2 | INSTRUMENT AIR CHEMICAL WWT BRANCH TO WORKSHOP BUILDING | C01 | 03.09.25 |  | C01A | 30.12.25 |  |  |  |  | N | I.F.C | ISO
IA | YARD | SB | CCP-W-B040-PI-140-IA-024-3 | INSTRUMENT AIR CHEMICAL WWT BRANCH TO WORKSHOP BUILDING | C01 | 03.09.25 |  | C01A | 30.12.25 |  |  |  |  | N | I.F.C | ISO
IA | YARD | SB | CCP-W-B040-PI-140-IA-024-4 | INSTRUMENT AIR CHEMICAL WWT BRANCH TO WORKSHOP BUILDING | C01 | 03.09.25 |  | C01A | 30.12.25 |  |  |  |  | N | I.F.C | ISO
IA | YARD | SB | CCP-W-B040-PI-140-IA-024-5 | INSTRUMENT AIR CHEMICAL WWT BRANCH TO WORKSHOP BUILDING | C01 | 03.09.25 |  | C01A | 30.12.25 |  |  |  |  | N | I.F.C | ISO
IA | YARD | SB | CCP-W-B040-PI-140-IA-024-6 | INSTRUMENT AIR CHEMICAL WWT BRANCH TO WORKSHOP BUILDING | C01 | 03.09.25 |  | C01A | 30.12.25 |  |  |  |  | N | I.F.C | ISO
IA | YARD | SB | CCP-W-B040-PI-140-IA-030-1 | INSTRUMENT AIR RINGMAIN TO TANK FRAM AREA | C01 | 03.09.25 |  | C01A | 30.12.25 |  |  |  |  | N | I.F.C | ISO
IA | YARD | SB | CCP-W-B040-PI-140-IA-030-2 | INSTRUMENT AIR RINGMAIN TO TANK FRAM AREA | C01 | 03.09.25 |  | C01A | 30.12.25 |  |  |  |  | N | I.F.C | ISO
IA | YARD | SB | CCP-W-B040-PI-140-IA-030-3 | INSTRUMENT AIR RINGMAIN TO TANK FRAM AREA | C01 | 03.09.25 |  | C01A | 30.12.25 |  |  |  |  | N | I.F.C | ISO
IA | YARD | SB | CCP-W-B040-PI-140-IA-030-4 | INSTRUMENT AIR RINGMAIN TO TANK FRAM AREA | C01 | 03.09.25 |  | C01A | 30.12.25 |  |  |  |  | N | I.F.C | ISO
IA | YARD | SB | CCP-W-B040-PI-140-IA-030-5 | INSTRUMENT AIR RINGMAIN TO TANK FRAM AREA | C01 | 03.09.25 |  | C01A | 30.12.25 |  |  |  |  | N | I.F.C | ISO
IA | YARD | SB | CCP-W-B040-PI-140-IA-032-1 | INSTRUMENT AIR TANK FRAM BRANCH TO FUEL OIL TRANSFER PUMP PCV | C01 | 03.09.25 |  | C01A | 30.12.25 |  |  |  |  | N | I.F.C | ISO
IA | YARD | SB | CCP-W-B040-PI-140-IA-032-2 | INSTRUMENT AIR TANK FRAM BRANCH TO FUEL OIL TRANSFER PUMP PCV | C01 | 03.09.25 |  | C01A | 30.12.25 |  |  |  |  | N | I.F.C | ISO
IA | YARD | SB | CCP-W-B040-PI-140-IA-032-3 | INSTRUMENT AIR TANK FRAM BRANCH TO FUEL OIL TRANSFER PUMP PCV | C01 | 03.09.25 |  | C01A | 30.12.25 |  |  |  |  | N | I.F.C | ISO
IA | YARD | SB | CCP-W-B040-PI-140-IA-032-4 | INSTRUMENT AIR TANK FRAM BRANCH TO FUEL OIL TRANSFER PUMP PCV | C01 | 03.09.25 |  | C01A | 30.12.25 |  |  |  |  | N | I.F.C | ISO
IA | YARD | SB | CCP-W-B040-PI-140-IA-032-5 | INSTRUMENT AIR TANK FRAM BRANCH TO FUEL OIL TRANSFER PUMP PCV | C01 | 03.09.25 |  | C01A | 30.12.25 |  |  |  |  | N | I.F.C | ISO
IA | YARD | SB | CCP-W-B040-PI-140-IA-072-1 | INSTRUMENT AIR RINGMAIN TO FUEL GAS SYSTEM | C01 | 03.09.25 |  | C01A | 30.12.25 |  |  |  |  | N | I.F.C | ISO
IA | YARD | SB | CCP-W-B040-PI-140-IA-072-2 | INSTRUMENT AIR RINGMAIN TO FUEL GAS SYSTEM | C01 | 03.09.25 |  | C01A | 30.12.25 |  |  |  |  | N | I.F.C | ISO
IA | YARD | SB | CCP-W-B040-PI-140-IA-072-3 | INSTRUMENT AIR RINGMAIN TO FUEL GAS SYSTEM | C01 | 03.09.25 |  | C01A | 30.12.25 |  |  |  |  | N | I.F.C | ISO
IA | YARD | SB | CCP-W-B040-PI-140-IA-072-4 | INSTRUMENT AIR RINGMAIN TO FUEL GAS SYSTEM | C01 | 03.09.25 |  | C01A | 30.12.25 |  |  |  |  | N | I.F.C | ISO
IA | YARD | SB | CCP-W-B040-PI-140-IA-401-1 | INSTRUMENT AIR RINGMAIN DRAIN | C01 | 03.09.25 |  | C01A | 30.12.25 |  |  |  |  | N | I.F.C | ISO
IA | YARD | SB | CCP-W-B040-PI-140-IA-402-1 | INSTRUMENT AIR RINGMAIN DRAIN | C01 | 03.09.25 |  | C01A | 30.12.25 |  |  |  |  | N | I.F.C | ISO
IA | YARD | SB | CCP-W-B040-PI-140-IA-403-1 | INSTRUMENT AIR RINGMAIN DRAIN BYPASS | C01 | 03.09.25 |  | C01A | 30.12.25 |  |  |  |  | N | I.F.C | ISO
IA | YARD | SB | CCP-W-B040-PI-140-IA-404-1 | INSTRUMENT AIR RINGMAIN DRAIN | C01 | 03.09.25 |  | C01A | 30.12.25 |  |  |  |  | N | I.F.C | ISO
IA | YARD | SB | CCP-W-B040-PI-140-IA-405-1 | INSTRUMENT AIR RINGMAIN DRAIN | C01 | 03.09.25 |  | C01A | 30.12.25 |  |  |  |  | N | I.F.C | ISO
IA | YARD | SB | CCP-W-B040-PI-140-IA-406-1 | INSTRUMENT AIR RINGMAIN DRAIN BYPASS | C01 | 03.09.25 |  | C01A | 30.12.25 |  |  |  |  | N | I.F.C | ISO
IA | YARD | SB | CCP-W-B040-PI-140-IA-407-1 | INSTRUMENT AIR RINGMAIN DRAIN | C01 | 03.09.25 |  | C01A | 30.12.25 |  |  |  |  | N | I.F.C | ISO
IA | YARD | SB | CCP-W-B040-PI-140-IA-408-1 | INSTRUMENT AIR RINGMAIN DRAIN | C01 | 03.09.25 |  | C01A | 30.12.25 |  |  |  |  | N | I.F.C | ISO
IA | YARD | SB | CCP-W-B040-PI-140-IA-409-1 | INSTRUMENT AIR RINGMAIN DRAIN BYPASS | C01 | 03.09.25 |  | C01A | 30.12.25 |  |  |  |  | N | I.F.C | ISO
IA | PB | SB | CCP-W-B040-PI-140-IA-410-1 | INSTRUMENT AIR RINGMAIN DRAIN | C01 | 03.09.25 |  | C01A | 30.12.25 |  |  |  |  | N | I.F.C | ISO
IA | PB | SB | CCP-W-B040-PI-140-IA-411-1 | INSTRUMENT AIR RINGMAIN DRAIN | C01 | 03.09.25 |  | C01A | 30.12.25 |  |  |  |  | N | I.F.C | ISO
IA | PB | SB | CCP-W-B040-PI-140-IA-412-1 | INSTRUMENT AIR RINGMAIN DRAIN BYPASS | C01 | 03.09.25 |  | C01A | 30.12.25 |  |  |  |  | N | I.F.C | ISO
IA | PB | SB | CCP-W-B040-PI-140-IA-413-1 | INSTRUMENT AIR RINGMAIN DRAIN | C01 | 03.09.25 |  | C01A | 30.12.25 |  |  |  |  | N | I.F.C | ISO
IA | PB | SB | CCP-W-B040-PI-140-IA-414-1 | INSTRUMENT AIR RINGMAIN DRAIN | C01 | 03.09.25 |  | C01A | 30.12.25 |  |  |  |  | N | I.F.C | ISO
IA | PB | SB | CCP-W-B040-PI-140-IA-415-1 | INSTRUMENT AIR RINGMAIN DRAIN BYPASS | C01 | 03.09.25 |  | C01A | 30.12.25 |  |  |  |  | N | I.F.C | ISO
IA | PB | SB | CCP-W-B040-PI-140-IA-416-1 | INSTRUMENT AIR RINGMAIN DRAIN | C01 | 03.09.25 |  | C01A | 30.12.25 |  |  |  |  | N | I.F.C | ISO
IA | PB | SB | CCP-W-B040-PI-140-IA-417-1 | INSTRUMENT AIR RINGMAIN DRAIN | C01 | 03.09.25 |  | C01A | 30.12.25 |  |  |  |  | N | I.F.C | ISO
IA | PB | SB | CCP-W-B040-PI-140-IA-418-1 | INSTRUMENT AIR RINGMAIN DRAIN BYPASS | C01 | 03.09.25 |  | C01A | 30.12.25 |  |  |  |  | N | I.F.C | ISO
IA | YARD | SB | CCP-W-B040-PI-140-IA-419-1 | INSTRUMENT AIR RINGMAIN DRAIN | C01 | 03.09.25 |  | C01A | 30.12.25 |  |  |  |  | N | I.F.C | ISO
IA | YARD | SB | CCP-W-B040-PI-140-IA-420-1 | INSTRUMENT AIR RINGMAIN DRAIN | C01 | 03.09.25 |  | C01A | 30.12.25 |  |  |  |  | N | I.F.C | ISO
IA | YARD | SB | CCP-W-B040-PI-140-IA-421-1 | INSTRUMENT AIR RINGMAIN DRAIN BYPASS | C01 | 03.09.25 |  | C01A | 30.12.25 |  |  |  |  | N | I.F.C | ISO
IA | YARD | SB | CCP-W-B040-PI-140-IA-422-1 | INSTRUMENT AIR RINGMAIN DRAIN | C01 | 03.09.25 |  | C01A | 30.12.25 |  |  |  |  | N | I.F.C | ISO
IA | YARD | SB | CCP-W-B040-PI-140-IA-423-1 | INSTRUMENT AIR RINGMAIN DRAIN | C01 | 03.09.25 |  | C01A | 30.12.25 |  |  |  |  | N | I.F.C | ISO
IA | YARD | SB | CCP-W-B040-PI-140-IA-424-1 | INSTRUMENT AIR RINGMAIN DRAIN BYPASS | C01 | 03.09.25 |  | C01A | 30.12.25 |  |  |  |  | N | I.F.C | ISO
IA | YARD | SB | CCP-W-B040-PI-140-IA-425-1 | INSTRUMENT AIR RINGMAIN DRAIN | C01 | 03.09.25 |  | C01A | 30.12.25 |  |  |  |  | N | I.F.C | ISO
IA | YARD | SB | CCP-W-B040-PI-140-IA-426-1 | INSTRUMENT AIR RINGMAIN DRAIN | C01 | 03.09.25 |  | C01A | 30.12.25 |  |  |  |  | N | I.F.C | ISO
IA | YARD | SB | CCP-W-B040-PI-140-IA-427-1 | INSTRUMENT AIR RINGMAIN DRAIN BYPASS | C01 | 03.09.25 |  | C01A | 30.12.25 |  |  |  |  | N | I.F.C | ISO
IA | YARD | SB | CCP-W-B040-PI-140-IA-428-1 | IA HOT WATER BLDG LINE DRAIN | C01 | 03.09.25 |  | C01A | 30.12.25 |  |  |  |  | N | I.F.C | ISO
IA | YARD | SB | CCP-W-B040-PI-140-IA-429-1 | IA HOT WATER BLDG LINE DRAIN | C01 | 03.09.25 |  | C01A | 30.12.25 |  |  |  |  | N | I.F.C | ISO
IA | YARD | SB | CCP-W-B040-PI-140-IA-430-1 | IA HOT WATER BLDG LINE DRAIN BYPASS | C01 | 03.09.25 |  | C01A | 30.12.25 |  |  |  |  | N | I.F.C | ISO
IA | YARD | SB | CCP-W-B040-PI-140-IA-446-1 | IA WORKSHOP BLDG LINE DRAIN | C01 | 03.09.25 |  | C01A | 30.12.25 |  |  |  |  | N | I.F.C | ISO
IA | YARD | SB | CCP-W-B040-PI-140-IA-447-1 | IA WORKSHOP BLDG LINE DRAIN | C01 | 03.09.25 |  | C01A | 30.12.25 |  |  |  |  | N | I.F.C | ISO
IA | YARD | SB | CCP-W-B040-PI-140-IA-448-1 | IA WORKSHOP BLDG LINE DRAIN BYPASS | C01 | 03.09.25 |  | C01A | 30.12.25 |  |  |  |  | N | I.F.C | ISO
IA | YARD | SB | CCP-W-B040-PI-140-IA-464-1 | IA TANK FRAM AREA LINE DRAIN | C01 | 03.09.25 |  | C01A | 30.12.25 |  |  |  |  | N | I.F.C | ISO
IA | YARD | SB | CCP-W-B040-PI-140-IA-465-1 | IA TANK FRAM AREA LINE DRAIN | C01 | 03.09.25 |  | C01A | 30.12.25 |  |  |  |  | N | I.F.C | ISO
IA | YARD | SB | CCP-W-B040-PI-140-IA-466-1 | IA TANK FRAM AREA LINE DRAIN BYPASS | C01 | 03.09.25 |  | C01A | 30.12.25 |  |  |  |  | N | I.F.C | ISO
IA | YARD | SB | CCP-W-B040-PI-140-IA-801-1 | INSTRUMENT AIR RINGMAIN DRAIN EQUALIZING | C01 | 03.09.25 |  | C01A | 30.12.25 |  |  |  |  | N | I.F.C | ISO
IA | YARD | SB | CCP-W-B040-PI-140-IA-802-1 | INSTRUMENT AIR RINGMAIN DRAIN EQUALIZING | C01 | 03.09.25 |  | C01A | 30.12.25 |  |  |  |  | N | I.F.C | ISO
IA | YARD | SB | CCP-W-B040-PI-140-IA-803-1 | INSTRUMENT AIR RINGMAIN DRAIN EQUALIZING | C01 | 03.09.25 |  | C01A | 30.12.25 |  |  |  |  | N | I.F.C | ISO
IA | PB | SB | CCP-W-B040-PI-140-IA-804-1 | INSTRUMENT AIR RINGMAIN DRAIN EQUALIZING | C01 | 03.09.25 |  | C01A | 30.12.25 |  |  |  |  | N | I.F.C | ISO
IA | PB | SB | CCP-W-B040-PI-140-IA-805-1 | INSTRUMENT AIR RINGMAIN DRAIN EQUALIZING | C01 | 03.09.25 |  | C01A | 30.12.25 |  |  |  |  | N | I.F.C | ISO
IA | PB | SB | CCP-W-B040-PI-140-IA-806-1 | INSTRUMENT AIR RINGMAIN DRAIN EQUALIZING | C01 | 03.09.25 |  | C01A | 30.12.25 |  |  |  |  | N | I.F.C | ISO
IA | YARD | SB | CCP-W-B040-PI-140-IA-807-1 | INSTRUMENT AIR RINGMAIN DRAIN EQUALIZING | C01 | 03.09.25 |  | C01A | 30.12.25 |  |  |  |  | N | I.F.C | ISO
IA | YARD | SB | CCP-W-B040-PI-140-IA-808-1 | INSTRUMENT AIR RINGMAIN DRAIN EQUALIZING | C01 | 03.09.25 |  | C01A | 30.12.25 |  |  |  |  | N | I.F.C | ISO
IA | YARD | SB | CCP-W-B040-PI-140-IA-809-1 | INSTRUMENT AIR RINGMAIN DRAIN EQUALIZING | C01 | 03.09.25 |  | C01A | 30.12.25 |  |  |  |  | N | I.F.C | ISO
IA | YARD | SB | CCP-W-B040-PI-140-IA-810-1 | IA HOT WATER BLDG LINE DRAIN EQUALIZING | C01 | 03.09.25 |  | C01A | 30.12.25 |  |  |  |  | N | I.F.C | ISO
IA | YARD | SB | CCP-W-B040-PI-140-IA-816-1 | IA WORKSHOP BLDG LINE DRAIN EQUALIZING | C01 | 03.09.25 |  | C01A | 30.12.25 |  |  |  |  | N | I.F.C | ISO
IA | YARD | SB | CCP-W-B040-PI-140-IA-822-1 | IA TANK FRAM AREA LINE DRAIN EQUALIZING | C01 | 03.09.25 |  | C01A | 30.12.25 |  |  |  |  | N | I.F.C | ISO
SA | YARD | LB | CCP-W-B040-PI-140-SA-010-10 | SERVICE AIR SUPPLY TP TO SERVICE AIR DISTRIBUTION HEADER | C01 | 11.04.25 |  | C01A | 16.01.26 |  |  |  |  | N | I.F.C | ISO
SA | YARD | LB | CCP-W-B040-PI-140-SA-010-11 | SERVICE AIR SUPPLY TP TO SERVICE AIR DISTRIBUTION HEADER | C01 | 11.04.25 |  | C01A | 16.01.26 |  | C01B | 31.01.26 |  | N | I.F.C | ISO
SA | YARD | LB | CCP-W-B040-PI-140-SA-010-12 | SERVICE AIR SUPPLY TP TO SERVICE AIR DISTRIBUTION HEADER | C01 | 11.04.25 |  | C01A | 16.01.26 |  | C01B | 31.01.26 |  | N | I.F.C | ISO
SA | YARD | LB | CCP-W-B040-PI-140-SA-010-13 | SERVICE AIR SUPPLY TP TO SERVICE AIR DISTRIBUTION HEADER | C01 | 11.04.25 |  | C01A | 16.01.26 |  | C01B | 31.01.26 |  | N | I.F.C | ISO
SA | YARD | LB | CCP-W-B040-PI-140-SA-010-14 | SERVICE AIR SUPPLY TP TO SERVICE AIR DISTRIBUTION HEADER | C01 | 11.04.25 |  | C01A | 16.01.26 |  | C01B | 31.01.26 |  | N | I.F.C | ISO
SA | PB | LB | CCP-W-B040-PI-140-SA-010-15 | SERVICE AIR SUPPLY TP TO SERVICE AIR DISTRIBUTION HEADER | C01 | 11.04.25 |  | C01A | 16.01.26 |  | C01B | 31.01.26 |  | N | I.F.C | ISO
SA | PB | LB | CCP-W-B040-PI-140-SA-010-16 | SERVICE AIR SUPPLY TP TO SERVICE AIR DISTRIBUTION HEADER | C01 | 11.04.25 |  | C01A | 16.01.26 |  | C01B | 31.01.26 |  | N | I.F.C | ISO
SA | PB | LB | CCP-W-B040-PI-140-SA-010-17 | SERVICE AIR SUPPLY TP TO SERVICE AIR DISTRIBUTION HEADER | C01 | 11.04.25 |  | C01A | 16.01.26 |  | C01B | 31.01.26 |  | N | I.F.C | ISO
SA | PB | LB | CCP-W-B040-PI-140-SA-010-18 | SERVICE AIR SUPPLY TP TO SERVICE AIR DISTRIBUTION HEADER | C01 | 11.04.25 |  | C01A | 16.01.26 |  | C01B | 31.01.26 |  | N | I.F.C | ISO
SA | PB | LB | CCP-W-B040-PI-140-SA-010-19 | SERVICE AIR SUPPLY TP TO SERVICE AIR DISTRIBUTION HEADER | C01 | 11.04.25 |  | C01A | 16.01.26 |  | C01B | 31.01.26 |  | N | I.F.C | ISO
SA | YARD | LB | CCP-W-B040-PI-140-SA-010-1 | SERVICE AIR SUPPLY TP TO SERVICE AIR DISTRIBUTION HEADER | C01 | 11.04.25 |  | C01A | 16.01.26 |  | C01B | 31.01.26 |  | N | I.F.C | ISO
SA | YARD | LB | CCP-W-B040-PI-140-SA-010-2 | SERVICE AIR SUPPLY TP TO SERVICE AIR DISTRIBUTION HEADER | C01 | 11.04.25 |  | C01A | 16.01.26 |  |  |  |  | N | I.F.C | ISO
SA | YARD | LB | CCP-W-B040-PI-140-SA-010-3 | SERVICE AIR SUPPLY TP TO SERVICE AIR DISTRIBUTION HEADER | C01 | 11.04.25 |  | C01A | 16.01.26 |  |  |  |  | N | I.F.C | ISO
SA | YARD | LB | CCP-W-B040-PI-140-SA-010-4 | SERVICE AIR SUPPLY TP TO SERVICE AIR DISTRIBUTION HEADER | C01 | 11.04.25 |  | C01A | 16.01.26 |  |  |  |  | N | I.F.C | ISO
SA | YARD | LB | CCP-W-B040-PI-140-SA-010-5 | SERVICE AIR SUPPLY TP TO SERVICE AIR DISTRIBUTION HEADER | C01 | 11.04.25 |  | C01A | 16.01.26 |  |  |  |  | N | I.F.C | ISO
SA | YARD | LB | CCP-W-B040-PI-140-SA-010-6 | SERVICE AIR SUPPLY TP TO SERVICE AIR DISTRIBUTION HEADER | C01 | 11.04.25 |  | C01A | 16.01.26 |  |  |  |  | N | I.F.C | ISO
SA | YARD | LB | CCP-W-B040-PI-140-SA-010-7 | SERVICE AIR SUPPLY TP TO SERVICE AIR DISTRIBUTION HEADER | C01 | 11.04.25 |  | C01A | 16.01.26 |  | C01B | 31.01.26 |  | N | I.F.C | ISO
SA | YARD | LB | CCP-W-B040-PI-140-SA-010-8 | SERVICE AIR SUPPLY TP TO SERVICE AIR DISTRIBUTION HEADER | C01 | 11.04.25 |  | C01A | 16.01.26 |  |  |  |  | N | I.F.C | ISO
SA | YARD | LB | CCP-W-B040-PI-140-SA-010-9 | SERVICE AIR SUPPLY TP TO SERVICE AIR DISTRIBUTION HEADER | C01 | 11.04.25 |  | C01A | 16.01.26 |  |  |  |  | N | I.F.C | ISO
SA | YARD | SB | CCP-W-B040-PI-140-SA-040-1 | SERVICE AIR DISTRIBUTION HEADER TO TANK FRAM AREA | C01 | 03.09.25 |  | C01A | 30.12.25 |  |  |  |  | N | I.F.C | ISO
SA | YARD | SB | CCP-W-B040-PI-140-SA-040-2 | SERVICE AIR DISTRIBUTION HEADER TO TANK FRAM AREA | C01 | 03.09.25 |  | C01A | 30.12.25 |  |  |  |  | N | I.F.C | ISO
SA | YARD | SB | CCP-W-B040-PI-140-SA-040-3 | SERVICE AIR DISTRIBUTION HEADER TO TANK FRAM AREA | C01 | 03.09.25 |  | C01A | 30.12.25 |  |  |  |  | N | I.F.C | ISO
SA | YARD | SB | CCP-W-B040-PI-140-SA-041-1 | SERVICE AIR CENTRAL CONTROL BUILDING BRANCH TO FUEL GAS SYSTEM | C01 | 03.09.25 |  | C01A | 30.12.25 |  |  |  |  | N | I.F.C | ISO
SA | YARD | SB | CCP-W-B040-PI-140-SA-041-2 | SERVICE AIR CENTRAL CONTROL BUILDING BRANCH TO FUEL GAS SYSTEM | C01 | 03.09.25 |  | C01A | 30.12.25 |  |  |  |  | N | I.F.C | ISO
SA | YARD | SB | CCP-W-B040-PI-140-SA-041-3 | SERVICE AIR CENTRAL CONTROL BUILDING BRANCH TO FUEL GAS SYSTEM | C01 | 03.09.25 |  | C01A | 30.12.25 |  |  |  |  | N | I.F.C | ISO
SA | YARD | SB | CCP-W-B040-PI-140-SA-042-1 | FUEL GAS SYSTEM TO FUEL GAS SYSTEM SP1 | C01 | 03.09.25 |  | C01A | 30.12.25 |  |  |  |  | N | I.F.C | ISO
SA | YARD | SB | CCP-W-B040-PI-140-SA-045-1 | SERVICE AIR TANK FRAM AREA BRANCH TO RAW AND FIRE FIGHTING PUMP HOUSE | C01 | 03.09.25 |  | C01A | 30.12.25 |  |  |  |  | N | I.F.C | ISO
SA | YARD | SB | CCP-W-B040-PI-140-SA-045-2 | SERVICE AIR TANK FRAM AREA BRANCH TO RAW AND FIRE FIGHTING PUMP HOUSE | C01 | 03.09.25 |  | C01A | 30.12.25 |  |  |  |  | N | I.F.C | ISO
SA | PB | SB | CCP-W-B040-PI-140-SA-049-1 | SERVICE AIR DISTRIBUTION HEADER TO SERVICE AIR BRANCH (WEST AREA) | C01 | 03.09.25 |  | C01A | 30.12.25 |  |  |  |  | N | I.F.C | ISO
SA | YARD | SB | CCP-W-B040-PI-140-SA-049-2 | SERVICE AIR DISTRIBUTION HEADER TO SERVICE AIR BRANCH (WEST AREA) | C01 | 03.09.25 |  | C01A | 30.12.25 |  |  |  |  | N | I.F.C | ISO
SA | YARD | SB | CCP-W-B040-PI-140-SA-049-3 | SERVICE AIR DISTRIBUTION HEADER TO SERVICE AIR BRANCH (WEST AREA) | C01 | 03.09.25 |  | C01A | 30.12.25 |  |  |  |  | N | I.F.C | ISO
SA | YARD | SB | CCP-W-B040-PI-140-SA-049-4 | SERVICE AIR DISTRIBUTION HEADER TO SERVICE AIR BRANCH (WEST AREA) | C01 | 03.09.25 |  | C01A | 30.12.25 |  |  |  |  | N | I.F.C | ISO
SA | YARD | SB | CCP-W-B040-PI-140-SA-050-1 | SERVICE AIR BRANCH (WEST AREA) TO OIL FACILITY BUILDING | C01 | 03.09.25 |  | C01A | 30.12.25 |  |  |  |  | N | I.F.C | ISO
SA | YARD | SB | CCP-W-B040-PI-140-SA-050-2 | SERVICE AIR BRANCH (WEST AREA) TO OIL FACILITY BUILDING | C01 | 03.09.25 |  | C01A | 30.12.25 |  |  |  |  | N | I.F.C | ISO
SA | YARD | SB | CCP-W-B040-PI-140-SA-051-1 | SERVICE AIR BRANCH (WEST AREA) TO WORKSHOP SP1 | C01 | 03.09.25 |  | C01A | 30.12.25 |  |  |  |  | N | I.F.C | ISO
SA | YARD | SB | CCP-W-B040-PI-140-SA-051-2 | SERVICE AIR BRANCH (WEST AREA) TO WORKSHOP SP1 | C01 | 03.09.25 |  | C01A | 30.12.25 |  |  |  |  | N | I.F.C | ISO
SA | YARD | SB | CCP-W-B040-PI-140-SA-052-1 | SERVICE AIR BRANCH (WEST AREA) TO WORKSHOP SP2 | C01 | 03.09.25 |  | C01A | 30.12.25 |  |  |  |  | N | I.F.C | ISO
SA | YARD | SB | CCP-W-B040-PI-140-SA-053-1 | SERVICE AIR BRANCH (WEST AREA) TO WORKSHOP | C01 | 03.09.25 |  | C01A | 30.12.25 |  |  |  |  | N | I.F.C | ISO
SA | YARD | SB | CCP-W-B040-PI-140-SA-054-1 | SERVICE AIR TANK FRAM AREA BRANCH TO FUEL OIL PUMP HOUSE | C01 | 03.09.25 |  | C01A | 30.12.25 |  |  |  |  | N | I.F.C | ISO
SA | YARD | SB | CCP-W-B040-PI-140-SA-054-2 | SERVICE AIR TANK FRAM AREA BRANCH TO FUEL OIL PUMP HOUSE | C01 | 03.09.25 |  | C01A | 30.12.25 |  |  |  |  | N | I.F.C | ISO
SA | YARD | SB | CCP-W-B040-PI-140-SA-054-3 | SERVICE AIR TANK FRAM AREA BRANCH TO FUEL OIL PUMP HOUSE | C01 | 03.09.25 |  | C01A | 30.12.25 |  |  |  |  | N | I.F.C | ISO
SA | YARD | SB | CCP-W-B040-PI-140-SA-054-4 | SERVICE AIR TANK FRAM AREA BRANCH TO FUEL OIL PUMP HOUSE | C01 | 03.09.25 |  | C01A | 30.12.25 |  |  |  |  | N | I.F.C | ISO
SA | YARD | SB | CCP-W-B040-PI-140-SA-054-5 | SERVICE AIR TANK FRAM AREA BRANCH TO FUEL OIL PUMP HOUSE | C01 | 03.09.25 |  | C01A | 30.12.25 |  |  |  |  | N | I.F.C | ISO
SA | YARD | SB | CCP-W-B040-PI-140-SA-055-1 | SERVICE AIR TANK FRAM AREA BRANCH TO POTABLE WATER PUMP HOUSE | C01 | 03.09.25 |  | C01A | 30.12.25 |  |  |  |  | N | I.F.C | ISO
SA | YARD | SB | CCP-W-B040-PI-140-SA-055-2 | SERVICE AIR TANK FRAM AREA BRANCH TO POTABLE WATER PUMP HOUSE | C01 | 03.09.25 |  | C01A | 30.12.25 |  |  |  |  | N | I.F.C | ISO
SA | YARD | SB | CCP-W-B040-PI-140-SA-055-3 | SERVICE AIR TANK FRAM AREA BRANCH TO POTABLE WATER PUMP HOUSE | C01 | 03.09.25 |  | C01A | 30.12.25 |  |  |  |  | N | I.F.C | ISO
SA | YARD | SB | CCP-W-B040-PI-140-SA-055-4 | SERVICE AIR TANK FRAM AREA BRANCH TO POTABLE WATER PUMP HOUSE | C01 | 03.09.25 |  | C01A | 30.12.25 |  |  |  |  | N | I.F.C | ISO
SA | YARD | SB | CCP-W-B040-PI-140-SA-055-5 | SERVICE AIR TANK FRAM AREA BRANCH TO POTABLE WATER PUMP HOUSE | C01 | 03.09.25 |  | C01A | 30.12.25 |  |  |  |  | N | I.F.C | ISO
SA | YARD | SB | CCP-W-B040-PI-140-SA-056-1 | SERVICE AIR TANK FRAM AREA BRANCH TO POTABLE WATER PUMP HOUSE | C01 | 03.09.25 |  | C01A | 30.12.25 |  |  |  |  | N | I.F.C | ISO
SA | YARD | SB | CCP-W-B040-PI-140-SA-056-2 | SERVICE AIR TANK FRAM AREA BRANCH TO POTABLE WATER PUMP HOUSE | C01 | 03.09.25 |  | C01A | 30.12.25 |  |  |  |  | N | I.F.C | ISO
SA | YARD | SB | CCP-W-B040-PI-140-SA-059-1 | SERVICE AIR TANK FRAM AREA BRANCH TO HOT WATER SUPPLY BUILDING | C01 | 03.09.25 |  | C01A | 30.12.25 |  |  |  |  | N | I.F.C | ISO
SA | YARD | SB | CCP-W-B040-PI-140-SA-059-2 | SERVICE AIR TANK FRAM AREA BRANCH TO HOT WATER SUPPLY BUILDING | C01 | 03.09.25 |  | C01A | 30.12.25 |  |  |  |  | N | I.F.C | ISO
SA | YARD | SB | CCP-W-B040-PI-140-SA-449-1 | SERVICE AIR DISTRIBUTION HEADER DRAIN | C01 | 03.09.25 |  | C01A | 30.12.25 |  |  |  |  | N | I.F.C | ISO
SA | YARD | SB | CCP-W-B040-PI-140-SA-450-1 | SERVICE AIR DISTRIBUTION HEADER DRAIN | C01 | 03.09.25 |  | C01A | 30.12.25 |  |  |  |  | N | I.F.C | ISO
SA | YARD | SB | CCP-W-B040-PI-140-SA-451-1 | SERVICE AIR DISTRIBUTION HEADER DRAIN BYPASS | C01 | 03.09.25 |  | C01A | 30.12.25 |  |  |  |  | N | I.F.C | ISO
SA | YARD | SB | CCP-W-B040-PI-140-SA-452-1 | SERVICE AIR DISTRIBUTION HEADER DRAIN | C01 | 03.09.25 |  | C01A | 30.12.25 |  |  |  |  | N | I.F.C | ISO
SA | YARD | SB | CCP-W-B040-PI-140-SA-453-1 | SERVICE AIR DISTRIBUTION HEADER DRAIN | C01 | 03.09.25 |  | C01A | 30.12.25 |  |  |  |  | N | I.F.C | ISO
SA | YARD | SB | CCP-W-B040-PI-140-SA-454-1 | SERVICE AIR DISTRIBUTION HEADER DRAIN BYPASS | C01 | 03.09.25 |  | C01A | 30.12.25 |  |  |  |  | N | I.F.C | ISO
SA | YARD | SB | CCP-W-B040-PI-140-SA-455-1 | SERVICE AIR DISTRIBUTION HEADER DRAIN | C01 | 03.09.25 |  | C01A | 30.12.25 |  |  |  |  | N | I.F.C | ISO
SA | YARD | SB | CCP-W-B040-PI-140-SA-456-1 | SERVICE AIR DISTRIBUTION HEADER DRAIN | C01 | 03.09.25 |  | C01A | 30.12.25 |  |  |  |  | N | I.F.C | ISO
SA | YARD | SB | CCP-W-B040-PI-140-SA-457-1 | SERVICE AIR DISTRIBUTION HEADER DRAIN BYPASS | C01 | 03.09.25 |  | C01A | 30.12.25 |  |  |  |  | N | I.F.C | ISO
SA | YARD | SB | CCP-W-B040-PI-140-SA-458-1 | SERVICE AIR DISTRIBUTION HEADER DRAIN | C01 | 03.09.25 |  | C01A | 30.12.25 |  |  |  |  | N | I.F.C | ISO
SA | YARD | SB | CCP-W-B040-PI-140-SA-459-1 | SERVICE AIR DISTRIBUTION HEADER DRAIN | C01 | 03.09.25 |  | C01A | 30.12.25 |  |  |  |  | N | I.F.C | ISO
SA | YARD | SB | CCP-W-B040-PI-140-SA-460-1 | SERVICE AIR DISTRIBUTION HEADER DRAIN BYPASS | C01 | 03.09.25 |  | C01A | 30.12.25 |  |  |  |  | N | I.F.C | ISO
SA | YARD | SB | CCP-W-B040-PI-140-SA-461-1 | SERVICE AIR DISTRIBUTION HEADER DRAIN | C01 | 03.09.25 |  | C01A | 30.12.25 |  |  |  |  | N | I.F.C | ISO
SA | YARD | SB | CCP-W-B040-PI-140-SA-462-1 | SERVICE AIR DISTRIBUTION HEADER DRAIN | C01 | 03.09.25 |  | C01A | 30.12.25 |  |  |  |  | N | I.F.C | ISO
SA | YARD | SB | CCP-W-B040-PI-140-SA-463-1 | SERVICE AIR DISTRIBUTION HEADER DRAIN BYPASS | C01 | 03.09.25 |  | C01A | 30.12.25 |  |  |  |  | N | I.F.C | ISO
SA | YARD | SB | CCP-W-B040-PI-140-SA-817-1 | SA HEADER DRAIN TRAP EQUALIZING LINE | C01 | 03.09.25 |  | C01A | 30.12.25 |  |  |  |  | N | I.F.C | ISO
SA | YARD | SB | CCP-W-B040-PI-140-SA-818-1 | SA HEADER DRAIN TRAP EQUALIZING LINE | C01 | 03.09.25 |  | C01A | 30.12.25 |  |  |  |  | N | I.F.C | ISO
SA | YARD | SB | CCP-W-B040-PI-140-SA-819-1 | SA HEADER DRAIN TRAP EQUALIZING LINE | C01 | 03.09.25 |  | C01A | 30.12.25 |  |  |  |  | N | I.F.C | ISO
SA | YARD | SB | CCP-W-B040-PI-140-SA-820-1 | SA HEADER DRAIN TRAP EQUALIZING LINE | C01 | 03.09.25 |  | C01A | 30.12.25 |  |  |  |  | N | I.F.C | ISO
SA | YARD | SB | CCP-W-B040-PI-140-SA-821-1 | SA HEADER DRAIN TRAP EQUALIZING LINE | C01 | 03.09.25 |  | C01A | 30.12.25 |  |  |  |  | N | I.F.C | ISO
SW | YARD | SB | CCP-W-B042-PI-140-CH-414-1 | CHEMICAL STORAGE TANK TO CHEMICAL DOSING SYSTEM | C01 | 13.08.25 |  | C01A | 30.12.25 |  |  |  |  | N | I.F.C | ISO
SW | YARD | SB | CCP-W-B042-PI-140-CH-414-2 | CHEMICAL STORAGE TANK TO CHEMICAL DOSING SYSTEM | C01 | 13.08.25 |  | C01A | 30.12.25 |  |  |  |  | N | I.F.C | ISO
SW | YARD | SB | CCP-W-B042-PI-140-CH-414-3 | CHEMICAL STORAGE TANK TO CHEMICAL DOSING SYSTEM | C01 | 13.08.25 |  | C01A | 30.12.25 |  |  |  |  | N | I.F.C | ISO
SW | YARD | SB | CCP-W-B042-PI-140-CH-414-4 | CHEMICAL STORAGE TANK TO CHEMICAL DOSING SYSTEM | C01 | 13.08.25 |  | C01A | 30.12.25 |  |  |  |  | N | I.F.C | ISO
SW | PB | SB | CCP-W-B042-PI-140-CH-414-5 | CHEMICAL STORAGE TANK TO CHEMICAL DOSING SYSTEM | C01 | 13.08.25 |  | C01A | 30.12.25 |  |  |  |  | N | I.F.C | ISO
FG | YARD | LB | CCP-W-B044-PI-140-FG-002-1 | COMMON GAS SUPPLY LINE TO COMMON LINE TO GTG AREA | C01 | 04.04.25 |  | C01A | 31.01.26 |  |  |  |  | N | I.F.C | ISO
FG | YARD | LB | CCP-W-B044-PI-140-FG-002-2 | COMMON GAS SUPPLY LINE TO COMMON LINE TO GTG AREA | C01 | 04.04.25 |  | C01A | 31.01.26 |  |  |  |  | N | I.F.C | ISO
FG | YARD | LB | CCP-W-B044-PI-140-FG-002-3 | COMMON GAS SUPPLY LINE TO COMMON LINE TO GTG AREA | C01 | 04.04.25 |  | C01A | 31.01.26 |  |  |  |  | N | I.F.C | ISO
FG | YARD | LB | CCP-W-B044-PI-140-FG-002-4 | COMMON GAS SUPPLY LINE TO COMMON LINE TO GTG AREA | C01 | 04.04.25 |  | C01A | 31.01.26 |  |  |  |  | N | I.F.C | ISO
FG | YARD | LB | CCP-W-B044-PI-140-FG-012-1 | BEINEU-BOZOI-SHYMKENT GAS LINE TO FUEL GAS SUPPLY SYSTEM AREA INLET FLANGE | C01 | 04.04.25 | T.P 미확정 | C01A | 31.01.26 |  |  |  |  | N | I.F.C | ISO
FG | YARD | SB | CCP-W-B044-PI-140-FG-013-1 | BLOCK VALVE EQUALIZING LINE | C01 | 13.08.25 |  | C01A | 30.12.25 |  |  |  |  | N | I.F.C | ISO
FG | YARD | LB | CCP-W-B044-PI-140-FG-150-1 | BEINEU-BOZOI-SHYMKENT GAS LINE TO AUX BOILER | C01 | 04.04.25 | T.P 미확정 | C01A | 31.01.26 |  |  |  |  | N | I.F.C | ISO
FG | YARD | LB | CCP-W-B044-PI-140-FG-150-2 | BEINEU-BOZOI-SHYMKENT GAS LINE TO AUX BOILER | C01 | 04.04.25 | T.P 미확정 | C01A | 31.01.26 |  |  |  |  | N | I.F.C | ISO
FG | PB | LB | CCP-W-B044-PI-140-FG-501-1 | VENT FROM PERFORMANCE HEATER #A TO SAFE AREA | C01 | 04.04.25 | LINE NO 미확정 | VOID | 31.01.26 | 배관 Size 변경(4 inch -> 2 inch)으로 인한 대구경 ISO 도면 삭제 |  |  |  | N | I.F.C | ISO
FG | PB | LB | CCP-W-B044-PI-140-FG-501-2 | VENT FROM PERFORMANCE HEATER #A TO SAFE AREA | C01 | 04.04.25 | LINE NO 미확정 | VOID | 31.01.26 | 배관 Size 변경(4 inch -> 2 inch)으로 인한 대구경 ISO 도면 삭제 |  |  |  | N | I.F.C | ISO
FG | PB | LB | CCP-W-B044-PI-140-FG-503-1 | VENT FROM PERFORMANCE HEATER #B TO SAFE AREA | C01 | 04.04.25 | LINE NO 미확정 | VOID | 31.01.26 | 배관 Size 변경(4 inch -> 2 inch)으로 인한 대구경 ISO 도면 삭제 |  |  |  | N | I.F.C | ISO
FG | PB | LB | CCP-W-B044-PI-140-FG-503-2 | VENT FROM PERFORMANCE HEATER #B TO SAFE AREA | C01 | 04.04.25 | LINE NO 미확정 | VOID | 31.01.26 | 배관 Size 변경(4 inch -> 2 inch)으로 인한 대구경 ISO 도면 삭제 |  |  |  | N | I.F.C | ISO
FG | PB | LB | CCP-W-B044-PI-140-FG-505-1 | VENT FROM PERFORMANCE HEATER #C TO SAFE AREA | C01 | 04.04.25 | LINE NO 미확정 | VOID | 31.01.26 | 배관 Size 변경(4 inch -> 2 inch)으로 인한 대구경 ISO 도면 삭제 |  |  |  | N | I.F.C | ISO
FG | PB | LB | CCP-W-B044-PI-140-FG-505-2 | VENT FROM PERFORMANCE HEATER #C TO SAFE AREA | C01 | 04.04.25 | LINE NO 미확정 | VOID | 31.01.26 | 배관 Size 변경(4 inch -> 2 inch)으로 인한 대구경 ISO 도면 삭제 |  |  |  | N | I.F.C | ISO
FG | PB | LB | CCP-W-B044-PI-140-FG-507-1 | VENT FROM PERFORMANCE HEATER #D TO SAFE AREA | C01 | 04.04.25 | LINE NO 미확정 | VOID | 31.01.26 | 배관 Size 변경(4 inch -> 2 inch)으로 인한 대구경 ISO 도면 삭제 |  |  |  | N | I.F.C | ISO
FG | PB | LB | CCP-W-B044-PI-140-FG-507-2 | VENT FROM PERFORMANCE HEATER #D TO SAFE AREA | C01 | 04.04.25 | LINE NO 미확정 | VOID | 31.01.26 | 배관 Size 변경(4 inch -> 2 inch)으로 인한 대구경 ISO 도면 삭제 |  |  |  | N | I.F.C | ISO
FO | YARD | LB | CCP-W-B046-PI-140-FO-001-1 | UNLOADING TANKER #A TO COM. UNLOADING HEADER | C01 | 25.04.25 |  | C01A | 31.01.26 |  |  |  |  | N | I.F.C | ISO
FO | YARD | LB | CCP-W-B046-PI-140-FO-002-1 | UNLOADING TANKER #B TO COM. UNLOADING HEADER | C01 | 25.04.25 |  | C01A | 31.01.26 |  |  |  |  | N | I.F.C | ISO
FO | YARD | LB | CCP-W-B046-PI-140-FO-003-1 | UNLOADING TANKER #C TO COM. UNLOADING HEADER | C01 | 25.04.25 |  | C01A | 31.01.26 |  |  |  |  | N | I.F.C | ISO
FO | YARD | LB | CCP-W-B046-PI-140-FO-004-1 | UNLOADING TANKER #D TO COM. UNLOADING HEADER | C01 | 25.04.25 |  | C01A | 31.01.26 |  |  |  |  | N | I.F.C | ISO
FO | YARD | LB | CCP-W-B046-PI-140-FO-005-1 | UNLOADING TANKER #E TO COM. UNLOADING HEADER | C01 | 25.04.25 |  | C01A | 31.01.26 |  |  |  |  | N | I.F.C | ISO
FO | YARD | LB | CCP-W-B046-PI-140-FO-006-1 | UNLOADING TANKER #F TO COM. UNLOADING HEADER | C01 | 25.04.25 |  | C01A | 31.01.26 |  |  |  |  | N | I.F.C | ISO
FO | YARD | LB | CCP-W-B046-PI-140-FO-007-1 | COM. UNLOADING HEADER(OUTSIDE) TO UNLOADING PUMP SUCTION COM. LINE | C01 | 25.04.25 |  | C01A | 31.01.26 |  |  |  |  | N | I.F.C | ISO
FO | YARD | LB | CCP-W-B046-PI-140-FO-007-2 | COM. UNLOADING HEADER(OUTSIDE) TO UNLOADING PUMP SUCTION COM. LINE | C01 | 25.04.25 |  | C01A | 31.01.26 |  |  |  |  | N | I.F.C | ISO
FO | YARD | LB | CCP-W-B046-PI-140-FO-007-3 | COM. UNLOADING HEADER(OUTSIDE) TO UNLOADING PUMP SUCTION COM. LINE | C01 | 25.04.25 |  | C01A | 31.01.26 |  |  |  |  | N | I.F.C | ISO
FO | YARD | LB | CCP-W-B046-PI-140-FO-008-1 | COM. UNLOADING HEADER(INSIDE) TO UNLOADING PUMP SUCTION COM. LINE | C01 | 25.04.25 |  | C01A | 31.01.26 |  |  |  |  | N | I.F.C | ISO
FO | YARD | LB | CCP-W-B046-PI-140-FO-009-1 | UNLOADING PUMP SUCTION COM. LINE TO SUCTION LINE OF UNLOADING PUMP #A | C01 | 25.04.25 |  | C01A | 31.01.26 |  |  |  |  | N | I.F.C | ISO
FO | YARD | LB | CCP-W-B046-PI-140-FO-010-1 | UNLOADING PUMP SUCTION COM. LINE TO SUCTION LINE OF UNLOADING PUMP #B | C01 | 25.04.25 |  | C01A | 31.01.26 |  |  |  |  | N | I.F.C | ISO
FO | YARD | LB | CCP-W-B046-PI-140-FO-011-1 | UNLOADING PUMP SUCTION COM. LINE TO SUCTION LINE OF UNLOADING PUMP #C | C01 | 25.04.25 |  | C01A | 31.01.26 |  |  |  |  | N | I.F.C | ISO
FO | YARD | LB | CCP-W-B046-PI-140-FO-012-1 | UNLOADING PUMP #A DISCHARGE LINE TO UNLOADING PUMP DISCHARGE COM. LINE | C01 | 25.04.25 |  | C01A | 31.01.26 |  |  |  |  | N | I.F.C | ISO
FO | YARD | LB | CCP-W-B046-PI-140-FO-013-1 | UNLOADING PUMP #B DISCHARGE LINE TO UNLOADING PUMP DISCHARGE COM. LINE | C01 | 25.04.25 |  | C01A | 31.01.26 |  |  |  |  | N | I.F.C | ISO
FO | YARD | LB | CCP-W-B046-PI-140-FO-014-1 | UNLOADING PUMP #C DISCHARGE LINE TO UNLOADING PUMP DISCHARGE COM. LINE | C01 | 25.04.25 |  | C01A | 31.01.26 |  |  |  |  | N | I.F.C | ISO
FO | YARD | LB | CCP-W-B046-PI-140-FO-015-1 | UNLOADING PUMP DISCHARGE COM. LINE TO FUEL OIL STORAGE TANKS INLET COM. LINE | C01 | 25.04.25 | FIT 미접수 | C01A | 31.01.26 |  |  |  |  | N | I.F.C | ISO
FO | YARD | LB | CCP-W-B046-PI-140-FO-016-1 | UNLOADING PUMP DISCHARGE COM. LINE(BYPASS) TO FUEL OIL STORAGE TANKS INLET COM. LINE | C01 | 25.04.25 |  | C01A | 31.01.26 |  |  |  |  | N | I.F.C | ISO
FO | YARD | LB | CCP-W-B046-PI-140-FO-017-1 | UNLOADING PUMP DISCHARGE COM. LINE(OUTSIDE) TO FUEL OIL STORAGE TANKS INLET COM. LINE | C01 | 25.04.25 |  | C01A | 31.01.26 |  |  |  |  | N | I.F.C | ISO
FO | YARD | LB | CCP-W-B046-PI-140-FO-017-2 | UNLOADING PUMP DISCHARGE COM. LINE(OUTSIDE) TO FUEL OIL STORAGE TANKS INLET COM. LINE | C01 | 25.04.25 |  | C01A | 31.01.26 |  |  |  |  | N | I.F.C | ISO
FO | YARD | LB | CCP-W-B046-PI-140-FO-017-3 | UNLOADING PUMP DISCHARGE COM. LINE(OUTSIDE) TO FUEL OIL STORAGE TANKS INLET COM. LINE | C01 | 25.04.25 |  | C01A | 31.01.26 |  |  |  |  | N | I.F.C | ISO
FO | YARD | LB | CCP-W-B046-PI-140-FO-017-4 | UNLOADING PUMP DISCHARGE COM. LINE(OUTSIDE) TO FUEL OIL STORAGE TANKS INLET COM. LINE | C01 | 25.04.25 |  | C01A | 31.01.26 |  |  |  |  | N | I.F.C | ISO
FO | YARD | LB | CCP-W-B046-PI-140-FO-018-1 | FUEL OIL STORAGE TANKS INLET COM. LINE TO FUEL OIL STORAGE TANK A | C01 | 25.04.25 | FLEXIBLE CONNECTION HOLD | C01A | 31.01.26 |  |  |  |  | N | I.F.C | ISO
FO | YARD | LB | CCP-W-B046-PI-140-FO-019-1 | FUEL OIL STORAGE TANKS INLET COM. LINE TO FUEL OIL STORAGE TANK B | C01 | 25.04.25 | FLEXIBLE CONNECTION HOLD | C01A | 31.01.26 |  |  |  |  | N | I.F.C | ISO
FO | YARD | LB | CCP-W-B046-PI-140-FO-020-1 | FUEL OIL STORAGE TANKS INLET COM. LINE TO FUEL OIL STORAGE TANK C | C01 | 25.04.25 | FLEXIBLE CONNECTION HOLD | C01A | 31.01.26 |  |  |  |  | N | I.F.C | ISO
FO | YARD | LB | CCP-W-B046-PI-140-FO-021-1 | FUEL OIL STORAGE TANK A TO FUEL OIL TRANSFER PUMP SUCTION COM. LINE | C01 | 25.04.25 | FLEXIBLE CONNECTION HOLD | C01A | 31.01.26 |  |  |  |  | N | I.F.C | ISO
FO | YARD | LB | CCP-W-B046-PI-140-FO-022-1 | FUEL OIL STORAGE TANK B TO FUEL OIL TRANSFER PUMP SUCTION COM. LINE | C01 | 25.04.25 | FLEXIBLE CONNECTION HOLD | C01A | 31.01.26 |  |  |  |  | N | I.F.C | ISO
FO | YARD | LB | CCP-W-B046-PI-140-FO-023-1 | FUEL OIL STORAGE TANK C TO FUEL OIL TRANSFER PUMP SUCTION COM. LINE | C01 | 25.04.25 | FLEXIBLE CONNECTION HOLD | C01A | 31.01.26 |  |  |  |  | N | I.F.C | ISO
FO | YARD | LB | CCP-W-B046-PI-140-FO-024-1 | FUEL OIL TRANSFER PUMP SUCTION COMMON TO SUCTION COM. LINE OF TRANSFER PUMP | C01 | 25.04.25 |  | C01A | 31.01.26 |  |  |  |  | N | I.F.C | ISO
FO | YARD | LB | CCP-W-B046-PI-140-FO-024-2 | FUEL OIL TRANSFER PUMP SUCTION COMMON TO SUCTION COM. LINE OF TRANSFER PUMP | C01 | 25.04.25 |  | C01A | 31.01.26 |  |  |  |  | N | I.F.C | ISO
FO | YARD | LB | CCP-W-B046-PI-140-FO-024-3 | FUEL OIL TRANSFER PUMP SUCTION COMMON TO SUCTION COM. LINE OF TRANSFER PUMP | C01 | 25.04.25 |  | C01A | 31.01.26 |  |  |  |  | N | I.F.C | ISO
FO | YARD | LB | CCP-W-B046-PI-140-FO-025-1 | TRANSFER PUMP MIN. RECIRCULATION LINE TO FUEL OIL STORAGE TANK | C01 | 25.04.25 |  | C01A | 31.01.26 |  |  |  |  | N | I.F.C | ISO
FO | YARD | LB | CCP-W-B046-PI-140-FO-025-2 | TRANSFER PUMP MIN. RECIRCULATION LINE TO FUEL OIL STORAGE TANK | C01 | 25.04.25 |  | C01A | 31.01.26 |  |  |  |  | N | I.F.C | ISO
FO | YARD | LB | CCP-W-B046-PI-140-FO-025-3 | TRANSFER PUMP MIN. RECIRCULATION LINE TO FUEL OIL STORAGE TANK | C01 | 25.04.25 |  | C01A | 31.01.26 |  |  |  |  | N | I.F.C | ISO
FO | YARD | LB | CCP-W-B046-PI-140-FO-025-4 | TRANSFER PUMP MIN. RECIRCULATION LINE TO FUEL OIL STORAGE TANK | C01 | 25.04.25 |  | C01A | 31.01.26 |  |  |  |  | N | I.F.C | ISO
FO | YARD | LB | CCP-W-B046-PI-140-FO-026-1 | COMMON RETURN LINE TO FUEL OIL STORAGE TANK #A | C01 | 25.04.25 | FLEXIBLE CONNECTION HOLD | C01A | 31.01.26 |  |  |  |  | N | I.F.C | ISO
FO | YARD | LB | CCP-W-B046-PI-140-FO-027-1 | COMMON RETURN LINE TO FUEL OIL STORAGE TANK #B | C01 | 25.04.25 | FLEXIBLE CONNECTION HOLD | C01A | 31.01.26 |  |  |  |  | N | I.F.C | ISO
FO | YARD | LB | CCP-W-B046-PI-140-FO-028-1 | COMMON RETURN LINE TO FUEL OIL STORAGE TANK #C | C01 | 25.04.25 | FLEXIBLE CONNECTION HOLD | C01A | 31.01.26 |  |  |  |  | N | I.F.C | ISO
FO | YARD | SB | CCP-W-B046-PI-140-FO-029-1 | COMMON RETURN LINE (TRANSFER PUMP RECIR.) TO PSV | C01 | 08.08.25 |  | C01A | 30.12.25 |  |  |  |  | N | I.F.C | ISO
FO | YARD | SB | CCP-W-B046-PI-140-FO-030-1 | PSV DOWNSTREAM TO FUEL OIL STORAGE TANK #A | C01 | 08.08.25 |  | C01A | 30.12.25 |  |  |  |  | N | I.F.C | ISO
FO | YARD | SB | CCP-W-B046-PI-140-FO-030-2 | PSV DOWNSTREAM TO FUEL OIL STORAGE TANK #A | C01 | 08.08.25 |  | C01A | 30.12.25 |  |  |  |  | N | I.F.C | ISO
FO | YARD | SB | CCP-W-B046-PI-140-FO-030-3 | PSV DOWNSTREAM TO FUEL OIL STORAGE TANK #A | C01 | 08.08.25 |  | C01A | 30.12.25 |  |  |  |  | N | I.F.C | ISO
FO | YARD | SB | CCP-W-B046-PI-140-FO-031-1 | FUEL OIL TRANSFER PUMP SUCTION COMMON LINE TO PSV | C01 | 08.08.25 |  | C01A | 30.12.25 |  |  |  |  | N | I.F.C | ISO
FO | YARD | SB | CCP-W-B046-PI-140-FO-032-1 | PSV DOWNSTREAM TO FUEL OIL STORAGE TANK #C | C01 | 08.08.25 |  | C01A | 30.12.25 |  |  |  |  | N | I.F.C | ISO
FO | YARD | SB | CCP-W-B046-PI-140-FO-032-2 | PSV DOWNSTREAM TO FUEL OIL STORAGE TANK #C | C01 | 08.08.25 |  | C01A | 30.12.25 |  |  |  |  | N | I.F.C | ISO
FO | YARD | SB | CCP-W-B046-PI-140-FO-032-3 | PSV DOWNSTREAM TO FUEL OIL STORAGE TANK #C | C01 | 08.08.25 |  | C01A | 30.12.25 |  |  |  |  | N | I.F.C | ISO
FO | YARD | LB | CCP-W-B046-PI-140-FO-033-1 | FUEL OIL TRANSFER PUMP SUC.COM. LINE(INDOOR) TO SUCTION COM. LINE OF TRANSFER PUMP | C01 | 25.04.25 |  | C01A | 31.01.26 |  |  |  |  | N | I.F.C | ISO
FO | YARD | LB | CCP-W-B046-PI-140-FO-034-1 | SUCTION COM. LINE OF TRANSFER PUMP TO SUCTION LINE OF TRANSFER PUMP #A | C01 | 25.04.25 |  | C01A | 31.01.26 |  |  |  |  | N | I.F.C | ISO
FO | YARD | LB | CCP-W-B046-PI-140-FO-035-1 | SUCTION COM. LINE OF TRANSFER PUMP TO SUCTION LINE OF TRANSFER PUMP #B | C01 | 25.04.25 |  | C01A | 31.01.26 |  |  |  |  | N | I.F.C | ISO
FO | YARD | LB | CCP-W-B046-PI-140-FO-036-1 | TRANSFER PUMP #A DISCHARGE LINE TO TRANSFER PUMP DISCHARGE COM. LINE | C01 | 25.04.25 |  | C01A | 31.01.26 |  |  |  |  | N | I.F.C | ISO
FO | YARD | LB | CCP-W-B046-PI-140-FO-037-1 | TRANSFER PUMP #B DISCHARGE LINE TO TRANSFER PUMP DISCHARGE COM. LINE | C01 | 25.04.25 |  | C01A | 31.01.26 |  |  |  |  | N | I.F.C | ISO
FO | YARD | LB | CCP-W-B046-PI-140-FO-038-1 | TRANSFER PUMP DISCHARGE COM. LINE TO BEFORE TRANSFER PUMP MIN. REC. LINE | C01 | 25.04.25 | BALL VALVE TAG NO. HOLD | C01A | 31.01.26 |  |  |  |  | N | I.F.C | ISO
FO | YARD | LB | CCP-W-B046-PI-140-FO-039-1 | TRANSFER PUMP DISCHARGE COM. LINE TO TRANSFER PUMP MIN. REC. LINE | C01 | 25.04.25 |  | C01A | 31.01.26 |  |  |  |  | N | I.F.C | ISO
FO | YARD | LB | CCP-W-B046-PI-140-FO-040-1 | TRANSFER PUMP DISCHARGE COMMON TO GT DISTRIBUTION MAIN LINE(ALL GTS) | C01 | 25.04.25 |  | C01A | 31.01.26 |  |  |  |  | N | I.F.C | ISO
FO | YARD | LB | CCP-W-B046-PI-140-FO-040-2 | TRANSFER PUMP DISCHARGE COMMON TO GT DISTRIBUTION MAIN LINE(ALL GTS) | C01 | 25.04.25 |  | C01A | 31.01.26 |  |  |  |  | N | I.F.C | ISO
FO | YARD | LB | CCP-W-B046-PI-140-FO-040-3 | TRANSFER PUMP DISCHARGE COMMON TO GT DISTRIBUTION MAIN LINE(ALL GTS) | C01 | 25.04.25 |  | C01A | 31.01.26 |  |  |  |  | N | I.F.C | ISO
FO | YARD | LB | CCP-W-B046-PI-140-FO-040-4 | TRANSFER PUMP DISCHARGE COMMON TO GT DISTRIBUTION MAIN LINE(ALL GTS) | C01 | 25.04.25 |  | C01A | 31.01.26 |  |  |  |  | N | I.F.C | ISO
FO | PB | LB | CCP-W-B046-PI-140-FO-040-5 | TRANSFER PUMP DISCHARGE COMMONTO GT DISTRIBUTION MAIN LINE(ALL GTS) | C01 | 25.04.25 |  | C01A | 31.01.26 |  |  |  |  | N | I.F.C | ISO
FO | PB | LB | CCP-W-B046-PI-140-FO-040-6 | TRANSFER PUMP DISCHARGE COMMONTO GT DISTRIBUTION MAIN LINE(ALL GTS) | C01 | 25.04.25 |  | C01A | 31.01.26 |  |  |  |  | N | I.F.C | ISO
FO | PB | LB | CCP-W-B046-PI-140-FO-040-7 | TRANSFER PUMP DISCHARGE COMMONTO GT DISTRIBUTION MAIN LINE(ALL GTS) | C01 | 25.04.25 |  | C01A | 31.01.26 |  |  |  |  | N | I.F.C | ISO
FO | YARD | SB | CCP-W-B046-PI-140-FO-041-1 | TRANSFER PUMP DISCHARGE COMMON LINE TO BSEDG COMMON LINE | C01 | 08.08.25 |  | C01A | 30.12.25 |  |  |  |  | N | I.F.C | ISO
FO | YARD | SB | CCP-W-B046-PI-140-FO-041-2 | TRANSFER PUMP DISCHARGE COMMON LINE TO BSEDG COMMON LINE | C01 | 08.08.25 |  | C01A | 30.12.25 |  |  |  |  | N | I.F.C | ISO
FO | YARD | SB | CCP-W-B046-PI-140-FO-041-3 | TRANSFER PUMP DISCHARGE COMMON LINE TO BSEDG COMMON LINE | C01 | 08.08.25 |  | C01A | 30.12.25 |  |  |  |  | N | I.F.C | ISO
FO | YARD | SB | CCP-W-B046-PI-140-FO-041-4 | TRANSFER PUMP DISCHARGE COMMON LINE TO BSEDG COMMON LINE | C01 | 08.08.25 |  | C01A | 30.12.25 |  |  |  |  | N | I.F.C | ISO
FO | YARD | SB | CCP-W-B046-PI-140-FO-041-5 | TRANSFER PUMP DISCHARGE COMMON LINE TO BSEDG COMMON LINE | C01 | 08.08.25 |  | C01A | 30.12.25 |  |  |  |  | N | I.F.C | ISO
FO | YARD | SB | CCP-W-B046-PI-140-FO-041-6 | TRANSFER PUMP DISCHARGE COMMON LINE TO BSEDG COMMON LINE | C01 | 08.08.25 |  | C01A | 30.12.25 |  |  |  |  | N | I.F.C | ISO
FO | YARD | SB | CCP-W-B046-PI-140-FO-041-7 | TRANSFER PUMP DISCHARGE COMMON LINE TO BSEDG COMMON LINE | C01 | 08.08.25 |  | C01A | 30.12.25 |  |  |  |  | N | I.F.C | ISO
FO | YARD | SB | CCP-W-B046-PI-140-FO-041-8 | TRANSFER PUMP DISCHARGE COMMON LINE TO BSEDG COMMON LINE | C01 | 08.08.25 |  | C01A | 30.12.25 |  |  |  |  | N | I.F.C | ISO
FO | YARD | LB | CCP-W-B046-PI-140-FO-042-1 | FUEL OIL STORAGE TANK #A TO PORTABLE VESSEL | C01 | 25.04.25 | FLEXIBLE CONNECTION HOLD | C01A | 31.01.26 |  |  |  |  | N | I.F.C | ISO
FO | YARD | LB | CCP-W-B046-PI-140-FO-043-1 | FUEL OIL STORAGE TANK #B TO PORTABLE VESSEL | C01 | 25.04.25 | FLEXIBLE CONNECTION HOLD | C01A | 31.01.26 |  |  |  |  | N | I.F.C | ISO
FO | YARD | LB | CCP-W-B046-PI-140-FO-044-1 | FUEL OIL STORAGE TANK #C TO PORTABLE VESSEL | C01 | 25.04.25 | FLEXIBLE CONNECTION HOLD | C01A | 31.01.26 |  |  |  |  | N | I.F.C | ISO
FO | YARD | SB | CCP-W-B046-PI-140-FO-048-1 | TRANSFER PUMP DISCHARGE COMMON LINE TO BSEDG DAY TANK #A | C01 | 08.08.25 |  | C01A | 30.12.25 |  |  |  |  | N | I.F.C | ISO
FO | YARD | SB | CCP-W-B046-PI-140-FO-048-2 | TRANSFER PUMP DISCHARGE COMMON LINE TO BSEDG DAY TANK #A | C01 | 08.08.25 |  | C01A | 30.12.25 |  |  |  |  | N | I.F.C | ISO
FO | YARD | SB | CCP-W-B046-PI-140-FO-048-3 | TRANSFER PUMP DISCHARGE COMMON LINE TO BSEDG DAY TANK #A | C01 | 08.08.25 |  | C01A | 30.12.25 |  |  |  |  | N | I.F.C | ISO
FO | YARD | SB | CCP-W-B046-PI-140-FO-049-1 | TRANSFER PUMP DISCHARGE COMMON LINE TO BSEDG DAY TANK #B | C01 | 08.08.25 |  | C01A | 30.12.25 |  |  |  |  | N | I.F.C | ISO
FO | YARD | SB | CCP-W-B046-PI-140-FO-049-2 | TRANSFER PUMP DISCHARGE COMMON LINE TO BSEDG DAY TANK #B | C01 | 08.08.25 |  | C01A | 30.12.25 |  |  |  |  | N | I.F.C | ISO
FO | YARD | SB | CCP-W-B046-PI-140-FO-050-1 | TRANSFER PUMP DISCHARGE COMMON LINE TO PSV | C01 | 08.08.25 |  | C01A | 30.12.25 |  |  |  |  | N | I.F.C | ISO
FO | YARD | SB | CCP-W-B046-PI-140-FO-051-1 | PSV DOWNSTREAM TO COMMON RETURN LINE | C01 | 08.08.25 |  | C01A | 30.12.25 |  |  |  |  | N | I.F.C | ISO
FO | YARD | LB | CCP-W-B046-PI-140-FO-052-1 | TRANSFER PUMP DISCHARGE COM. LINE(INDOOR) TO TRANSFER PUMP MIN. REC. LINE(PCV) | C01 | 25.04.25 |  | C01A | 31.01.26 |  |  |  |  | N | I.F.C | ISO
FO | YARD | LB | CCP-W-B046-PI-140-FO-053-1 | TRANSFER PUMP DISCHARGE COM. LINE(INDOOR) TO TRANSFER PUMP MIN. REC. LINE(PCV BYPASS) | C01 | 25.04.25 |  | C01A | 31.01.26 |  |  |  |  | N | I.F.C | ISO
FO | YARD | LB | CCP-W-B046-PI-140-FO-058-10 | COM. RETURN LINE(GT #11, GT #12, GT #21, GT #22) TO FUEL OIL STORAGE TANK | C01 | 25.04.25 |  | C01A | 31.01.26 |  |  |  |  | N | I.F.C | ISO
FO | PB | LB | CCP-W-B046-PI-140-FO-058-1 | COM. RETURN LINE(GT #11, GT #12, GT #21, GT #22)TO FUEL OIL STORAGE TANK | C01 | 25.04.25 |  | C01A | 31.01.26 |  |  |  |  | N | I.F.C | ISO
FO | PB | LB | CCP-W-B046-PI-140-FO-058-2 | COM. RETURN LINE(GT #11, GT #12, GT #21, GT #22)TO FUEL OIL STORAGE TANK | C01 | 25.04.25 |  | C01A | 31.01.26 |  |  |  |  | N | I.F.C | ISO
FO | PB | LB | CCP-W-B046-PI-140-FO-058-3 | COM. RETURN LINE(GT #11, GT #12, GT #21, GT #22)TO FUEL OIL STORAGE TANK | C01 | 25.04.25 |  | C01A | 31.01.26 |  |  |  |  | N | I.F.C | ISO
FO | YARD | LB | CCP-W-B046-PI-140-FO-058-4 | COM. RETURN LINE(GT #11, GT #12, GT #21, GT #22) TO FUEL OIL STORAGE TANK | C01 | 25.04.25 |  | C01A | 31.01.26 |  |  |  |  | N | I.F.C | ISO
FO | YARD | LB | CCP-W-B046-PI-140-FO-058-5 | COM. RETURN LINE(GT #11, GT #12, GT #21, GT #22) TO FUEL OIL STORAGE TANK | C01 | 25.04.25 |  | C01A | 31.01.26 |  |  |  |  | N | I.F.C | ISO
FO | YARD | LB | CCP-W-B046-PI-140-FO-058-6 | COM. RETURN LINE(GT #11, GT #12, GT #21, GT #22) TO FUEL OIL STORAGE TANK | C01 | 25.04.25 |  | C01A | 31.01.26 |  |  |  |  | N | I.F.C | ISO
FO | YARD | LB | CCP-W-B046-PI-140-FO-058-7 | COM. RETURN LINE(GT #11, GT #12, GT #21, GT #22) TO FUEL OIL STORAGE TANK | C01 | 25.04.25 |  | C01A | 31.01.26 |  |  |  |  | N | I.F.C | ISO
FO | YARD | LB | CCP-W-B046-PI-140-FO-058-8 | COM. RETURN LINE(GT #11, GT #12, GT #21, GT #22) TO FUEL OIL STORAGE TANK | C01 | 25.04.25 |  | C01A | 31.01.26 |  |  |  |  | N | I.F.C | ISO
FO | YARD | LB | CCP-W-B046-PI-140-FO-058-9 | COM. RETURN LINE(GT #11, GT #12, GT #21, GT #22) TO FUEL OIL STORAGE TANK | C01 | 25.04.25 |  | C01A | 31.01.26 |  |  |  |  | N | I.F.C | ISO
FO | YARD | LB | CCP-W-B046-PI-140-FO-059-1 | COM. DRAIN LINE TO DRAIN OIL COLLECTION TANK | C01 | 25.04.25 |  | C01A | 31.01.26 |  |  |  |  | N | I.F.C | ISO
FO | YARD | LB | CCP-W-B046-PI-140-FO-063-1 | DRAIN OIL PUMP #A DISCHARGE INDIVIDUAL TO DRAIN OIL PUMP DISCHARGE COM. | C01 | 25.04.25 |  | C01A | 31.01.26 |  |  |  |  | N | I.F.C | ISO
FO | YARD | LB | CCP-W-B046-PI-140-FO-064-1 | DRAIN OIL PUMP #B DISCHARGE INDIVIDUAL TO DRAIN OIL PUMP DISCHARGE COM. | C01 | 25.04.25 |  | C01A | 31.01.26 |  |  |  |  | N | I.F.C | ISO
FO | YARD | LB | CCP-W-B046-PI-140-FO-065-1 | DRAIN OIL PUMP DISCHARGE COM. TO FUEL OIL STORAGE TANK | C01 | 25.04.25 |  | C01A | 31.01.26 |  |  |  |  | N | I.F.C | ISO
FO | YARD | SB | CCP-W-B046-PI-140-FO-066-1 | UNLOADING PUMP DISCHARGE COMMON LINE TO PSV | C01 | 08.08.25 |  | C01A | 30.12.25 |  |  |  |  | N | I.F.C | ISO
FO | YARD | SB | CCP-W-B046-PI-140-FO-067-1 | PSV DOWNSTREAM TO FUEL OIL STORAGE TANK #A | C01 | 08.08.25 |  | C01A | 30.12.25 |  |  |  |  | N | I.F.C | ISO
FO | YARD | SB | CCP-W-B046-PI-140-FO-067-2 | PSV DOWNSTREAM TO FUEL OIL STORAGE TANK #A | C01 | 08.08.25 |  | C01A | 30.12.25 |  |  |  |  | N | I.F.C | ISO
FO | YARD | SB | CCP-W-B046-PI-140-FO-067-3 | PSV DOWNSTREAM TO FUEL OIL STORAGE TANK #A | C01 | 08.08.25 |  | C01A | 30.12.25 |  |  |  |  | N | I.F.C | ISO
FO | YARD | SB | CCP-W-B046-PI-140-FO-071-1 | GT DISTRIBUTION MAIN LINE TO AUXILIARY BOILER | C01 | 08.08.25 |  | C01A | 30.12.25 |  |  |  |  | N | I.F.C | ISO
FO | YARD | SB | CCP-W-B046-PI-140-FO-072-1 | COMMON RETURN LINE (GT #11, #12, #21, #22) TO PSV | C01 | 08.08.25 |  | C01A | 30.12.25 |  |  |  |  | N | I.F.C | ISO
FO | YARD | SB | CCP-W-B046-PI-140-FO-073-1 | PSV DOWNSTREAM TO FUEL OIL STORAGE TANK #A | C01 | 08.08.25 |  | C01A | 30.12.25 |  |  |  |  | N | I.F.C | ISO
FO | YARD | SB | CCP-W-B046-PI-140-FO-073-2 | PSV DOWNSTREAM TO FUEL OIL STORAGE TANK #A | C01 | 08.08.25 |  | C01A | 30.12.25 |  |  |  |  | N | I.F.C | ISO
FO | YARD | SB | CCP-W-B046-PI-140-FO-073-3 | PSV DOWNSTREAM TO FUEL OIL STORAGE TANK #A | C01 | 08.08.25 |  | C01A | 30.12.25 |  |  |  |  | N | I.F.C | ISO
FO | YARD | LB | CCP-W-B046-PI-140-FO-074-1 | COM. RETURN LINE(GT #11, GT #12, GT #21, GT #22) TO FUEL OIL STORAGE TANK #A | C01 | 25.04.25 | FLEXIBLE CONNECTION HOLD | C01A | 31.01.26 |  |  |  |  | N | I.F.C | ISO
FO | YARD | LB | CCP-W-B046-PI-140-FO-075-1 | COM. RETURN LINE(GT #11, GT #12, GT #21, GT #22) TO FUEL OIL STORAGE TANK #B | C01 | 25.04.25 | FLEXIBLE CONNECTION HOLD | C01A | 31.01.26 |  |  |  |  | N | I.F.C | ISO
FO | YARD | LB | CCP-W-B046-PI-140-FO-076-1 | COM. RETURN LINE(GT #11, GT #12, GT #21, GT #22) TO FUEL OIL STORAGE TANK #C | C01 | 25.04.25 | FLEXIBLE CONNECTION HOLD | C01A | 31.01.26 |  |  |  |  | N | I.F.C | ISO
FO | PB | SB | CCP-W-B046-PI-140-FO-401-1 | UNLOADING PUMP #A DISCHARGE LINE DRAIN | C01 | 08.08.25 |  | C01A | 30.12.25 |  |  |  |  | N | I.F.C | ISO
FO | YARD | SB | CCP-W-B046-PI-140-FO-402-1 | UNLOADING PUMP #B DISCHARGE LINE DRAIN | C01 | 08.08.25 |  | C01A | 30.12.25 |  |  |  |  | N | I.F.C | ISO
FO | YARD | SB | CCP-W-B046-PI-140-FO-403-1 | UNLOADING PUMP #C DISCHARGE LINE DRAIN | C01 | 08.08.25 |  | C01A | 30.12.25 |  |  |  |  | N | I.F.C | ISO
FO | YARD | SB | CCP-W-B046-PI-140-FO-404-1 | FUEL OIL STORAGE TANKS INLET COM. LINE DRAIN | C01 | 08.08.25 |  | C01A | 30.12.25 |  |  |  |  | N | I.F.C | ISO
FO | YARD | SB | CCP-W-B046-PI-140-FO-405-1 | FUEL OIL STORAGE TANKS INLET COM. LINE DRAIN | C01 | 08.08.25 |  | C01A | 30.12.25 |  |  |  |  | N | I.F.C | ISO
FO | YARD | SB | CCP-W-B046-PI-140-FO-406-1 | FUEL OIL STORAGE TANKS INLET COM. LINE DRAIN | C01 | 08.08.25 |  | C01A | 30.12.25 |  |  |  |  | N | I.F.C | ISO
FO | YARD | SB | CCP-W-B046-PI-140-FO-407-1 | COMMON RETURN LINE DRAIN | C01 | 08.08.25 |  | C01A | 30.12.25 |  |  |  |  | N | I.F.C | ISO
FO | YARD | SB | CCP-W-B046-PI-140-FO-409-1 | COMMON RETURN LINE DRAIN | C01 | 08.08.25 |  | C01A | 30.12.25 |  |  |  |  | N | I.F.C | ISO
FO | YARD | SB | CCP-W-B046-PI-140-FO-410-1 | STR-46001 DRAIN | C01 | 08.08.25 |  | C01A | 30.12.25 |  |  |  |  | N | I.F.C | ISO
FO | YARD | SB | CCP-W-B046-PI-140-FO-411-1 | PSV DOWNSTREAM DRAIN | C01 | 08.08.25 |  | C01A | 30.12.25 |  |  |  |  | N | I.F.C | ISO
FO | YARD | SB | CCP-W-B046-PI-140-FO-412-1 | TRANSFER PUMP DISCHARGE COMMON LINE DRAIN | C01 | 08.08.25 |  | C01A | 30.12.25 |  |  |  |  | N | I.F.C | ISO
FO | YARD | SB | CCP-W-B046-PI-140-FO-413-1 | TRANSFER PUMP #A DISCHARGE LINE DRAIN | C01 | 08.08.25 |  | C01A | 30.12.25 |  |  |  |  | N | I.F.C | ISO
FO | YARD | SB | CCP-W-B046-PI-140-FO-414-1 | FUEL OIL UNLOADING PUMP #A DRAIN | C01 | 08.08.25 |  | C01A | 30.12.25 |  |  |  |  | N | I.F.C | ISO
FO | YARD | SB | CCP-W-B046-PI-140-FO-415-1 | FUEL OIL UNLOADING PUMP #B DRAIN | C01 | 08.08.25 |  | C01A | 30.12.25 |  |  |  |  | N | I.F.C | ISO
FO | YARD | SB | CCP-W-B046-PI-140-FO-416-1 | FUEL OIL UNLOADING PUMP #C DRAIN | C01 | 08.08.25 |  | C01A | 30.12.25 |  |  |  |  | N | I.F.C | ISO
FO | YARD | SB | CCP-W-B046-PI-140-FO-417-1 | TRANSFER PUMP #B DISCHARGE LINE DRAIN | C01 | 08.08.25 |  | C01A | 30.12.25 |  |  |  |  | N | I.F.C | ISO
FO | YARD | SB | CCP-W-B046-PI-140-FO-418-1 | DRAIN OIL PUMP #A DISCHARGE DRAIN | C01 | 08.08.25 |  | C01A | 30.12.25 |  |  |  |  | N | I.F.C | ISO
FO | YARD | SB | CCP-W-B046-PI-140-FO-421-1 | UNLOADING PUMP DISCHARGE COM. LINE DRAIN | C01 | 08.08.25 |  | C01A | 30.12.25 |  |  |  |  | N | I.F.C | ISO
FO | YARD | SB | CCP-W-B046-PI-140-FO-429-1 | PSV DOWNSTREAM DRAIN | C01 | 08.08.25 |  | C01A | 30.12.25 |  |  |  |  | N | I.F.C | ISO
FO | YARD | SB | CCP-W-B046-PI-140-FO-435-1 | STR-46002 DRAIN | C01 | 08.08.25 |  | C01A | 30.12.25 |  |  |  |  | N | I.F.C | ISO
FO | YARD | SB | CCP-W-B046-PI-140-FO-436-1 | STR-46002 DRAIN | C01 | 08.08.25 |  | C01A | 30.12.25 |  |  |  |  | N | I.F.C | ISO
FO | YARD | SB | CCP-W-B046-PI-140-FO-439-1 | FUEL OIL TRANSFER PUMP #A DRAIN | C01 | 08.08.25 |  | C01A | 30.12.25 |  |  |  |  | N | I.F.C | ISO
FO | YARD | SB | CCP-W-B046-PI-140-FO-440-1 | FUEL OIL TRANSFER PUMP #B DRAIN | C01 | 08.08.25 |  | C01A | 30.12.25 |  |  |  |  | N | I.F.C | ISO
FO | YARD | SB | CCP-W-B046-PI-140-FO-441-1 | TRANSFER PUMP DISCHARGE COM. LINE DRAIN | C01 | 08.08.25 |  | C01A | 30.12.25 |  |  |  |  | N | I.F.C | ISO
FO | PB | SB | CCP-W-B046-PI-140-FO-445-1 | GT COMMON RETURN LINE DRAIN | C01 | 08.08.25 |  | C01A | 30.12.25 |  |  |  |  | N | I.F.C | ISO
FO | PB | SB | CCP-W-B046-PI-140-FO-446-1 | GT COMMON RETURN LINE DRAIN | C01 | 08.08.25 |  | C01A | 30.12.25 |  |  |  |  | N | I.F.C | ISO
FO | PB | SB | CCP-W-B046-PI-140-FO-447-1 | GT COMMON RETURN LINE DRAIN | C01 | 08.08.25 |  | C01A | 30.12.25 |  |  |  |  | N | I.F.C | ISO
FO | PB | SB | CCP-W-B046-PI-140-FO-448-1 | GT COMMON RETURN LINE DRAIN | C01 | 08.08.25 |  | C01A | 30.12.25 |  |  |  |  | N | I.F.C | ISO
FO | PB | SB | CCP-W-B046-PI-140-FO-449-1 | TRANSFER PUMP DISCHARGE LINE DRAIN | C01 | 08.08.25 |  | C01A | 30.12.25 |  |  |  |  | N | I.F.C | ISO
FO | PB | SB | CCP-W-B046-PI-140-FO-450-1 | TRANSFER PUMP DISCHARGE LINE DRAIN | C01 | 08.08.25 |  | C01A | 30.12.25 |  |  |  |  | N | I.F.C | ISO
FO | PB | SB | CCP-W-B046-PI-140-FO-451-1 | TRANSFER PUMP DISCHARGE LINE DRAIN | C01 | 08.08.25 |  | C01A | 30.12.25 |  |  |  |  | N | I.F.C | ISO
FO | PB | SB | CCP-W-B046-PI-140-FO-452-1 | TRANSFER PUMP DISCHARGE LINE DRAIN | C01 | 08.08.25 |  | C01A | 30.12.25 |  |  |  |  | N | I.F.C | ISO
FO | YARD | SB | CCP-W-B046-PI-140-FO-511-1 | UNLOADING PUMP #A DISCHARGE LINE VENT | C01 | 08.08.25 |  | C01A | 30.12.25 |  |  |  |  | N | I.F.C | ISO
FO | YARD | SB | CCP-W-B046-PI-140-FO-512-1 | UNLOADING PUMP #B DISCHARGE LINE VENT | C01 | 08.08.25 |  | C01A | 30.12.25 |  |  |  |  | N | I.F.C | ISO
FO | YARD | SB | CCP-W-B046-PI-140-FO-513-1 | UNLOADING PUMP #C DISCHARGE LINE VENT | C01 | 08.08.25 |  | C01A | 30.12.25 |  |  |  |  | N | I.F.C | ISO
FO | YARD | SB | CCP-W-B046-PI-140-FO-514-1 | DRAIN OIL PUMP DISCHARGE COM. VENT | C01 | 08.08.25 |  | C01A | 30.12.25 |  |  |  |  | N | I.F.C | ISO
FO | YARD | SB | CCP-W-B046-PI-140-FO-515-1 | UNLOADING PUMP DISCHARGE COM. LINE VENT | C01 | 08.08.25 |  | C01A | 30.12.25 |  |  |  |  | N | I.F.C | ISO
FO | YARD | SB | CCP-W-B046-PI-140-FO-516-1 | TRANSFER PUMP #A DISCHARGE LINE VENT | C01 | 08.08.25 |  | C01A | 30.12.25 |  |  |  |  | N | I.F.C | ISO
FO | YARD | SB | CCP-W-B046-PI-140-FO-517-1 | TRANSFER PUMP #B DISCHARGE LINE VENT | C01 | 08.08.25 |  | C01A | 30.12.25 |  |  |  |  | N | I.F.C | ISO
FO | YARD | SB | CCP-W-B046-PI-140-FO-518-1 | TRANSFER PUMP DISCHARGE COMMON LINE VENT | C01 | 08.08.25 |  | C01A | 30.12.25 |  |  |  |  | N | I.F.C | ISO
FO | YARD | SB | CCP-W-B046-PI-140-FO-519-1 | TRANSFER PUMP DISCHARGE COMMON LINE VENT | C01 | 08.08.25 |  | C01A | 30.12.25 |  |  |  |  | N | I.F.C | ISO
FO | PB | SB | CCP-W-B046-PI-140-FO-524-1 | GT COMMON RETURN LINE VENT | C01 | 08.08.25 |  | C01A | 30.12.25 |  |  |  |  | N | I.F.C | ISO
FO | PB | SB | CCP-W-B046-PI-140-FO-525-1 | GT COMMON RETURN LINE VENT | C01 | 08.08.25 |  | C01A | 30.12.25 |  |  |  |  | N | I.F.C | ISO
FO | PB | SB | CCP-W-B046-PI-140-FO-526-1 | GT COMMON RETURN LINE VENT | C01 | 08.08.25 |  | C01A | 30.12.25 |  |  |  |  | N | I.F.C | ISO
FO | PB | SB | CCP-W-B046-PI-140-FO-527-1 | GT COMMON RETURN LINE VENT | C01 | 08.08.25 |  | C01A | 30.12.25 |  |  |  |  | N | I.F.C | ISO
FO | PB | SB | CCP-W-B046-PI-140-FO-528-1 | GT COMMON RETURN LINE VENT | C01 | 08.08.25 |  | C01A | 30.12.25 |  |  |  |  | N | I.F.C | ISO
FO | PB | SB | CCP-W-B046-PI-140-FO-529-1 | TRANSFER PUMP DISCHARGE LINE VENT | C01 | 08.08.25 |  | C01A | 30.12.25 |  |  |  |  | N | I.F.C | ISO
FO | PB | SB | CCP-W-B046-PI-140-FO-530-1 | TRANSFER PUMP DISCHARGE LINE VENT | C01 | 08.08.25 |  | C01A | 30.12.25 |  |  |  |  | N | I.F.C | ISO
FO | PB | SB | CCP-W-B046-PI-140-FO-531-1 | TRANSFER PUMP DISCHARGE LINE VENT | C01 | 08.08.25 |  | C01A | 30.12.25 |  |  |  |  | N | I.F.C | ISO
FO | PB | SB | CCP-W-B046-PI-140-FO-532-1 | TRANSFER PUMP DISCHARGE LINE VENT | C01 | 08.08.25 |  | C01A | 30.12.25 |  |  |  |  | N | I.F.C | ISO
FO | PB | SB | CCP-W-B046-PI-140-FO-533-1 | TRANSFER PUMP DISCHARGE LINE VENT | C01 | 08.08.25 |  | C01A | 30.12.25 |  |  |  |  | N | I.F.C | ISO
N2 | YARD | SB | CCP-W-B051-PI-140-LN-001-10 | N2 GAS PRV T/PTO N2 GAS DISTRIBUTION HEADER | C01 | 18.08.25 |  | C01A | 30.12.25 |  |  |  |  | N | I.F.C | ISO
N2 | YARD | SB | CCP-W-B051-PI-140-LN-001-11 | N2 GAS PRV T/PTO N2 GAS DISTRIBUTION HEADER | C01 | 18.08.25 |  | C01A | 30.12.25 |  |  |  |  | N | I.F.C | ISO
N2 | PB | SB | CCP-W-B051-PI-140-LN-001-12 | N2 GAS PRV T/P TO N2 GAS DISTRIBUTION HEADER | C01 | 18.08.25 |  | C01A | 30.12.25 |  |  |  |  | N | I.F.C | ISO
N2 | PB | SB | CCP-W-B051-PI-140-LN-001-13 | N2 GAS PRV T/P TO N2 GAS DISTRIBUTION HEADER | C01 | 18.08.25 |  | C01A | 30.12.25 |  |  |  |  | N | I.F.C | ISO
N2 | PB | SB | CCP-W-B051-PI-140-LN-001-14 | N2 GAS PRV T/P TO N2 GAS DISTRIBUTION HEADER | C01 | 18.08.25 |  | C01A | 30.12.25 |  |  |  |  | N | I.F.C | ISO
N2 | PB | SB | CCP-W-B051-PI-140-LN-001-15 | N2 GAS PRV T/P TO N2 GAS DISTRIBUTION HEADER | C01 | 18.08.25 |  | C01A | 30.12.25 |  |  |  |  | N | I.F.C | ISO
N2 | PB | SB | CCP-W-B051-PI-140-LN-001-16 | N2 GAS PRV T/P TO N2 GAS DISTRIBUTION HEADER | C01 | 18.08.25 |  | C01A | 30.12.25 |  |  |  |  | N | I.F.C | ISO
N2 | YARD | SB | CCP-W-B051-PI-140-LN-001-1 | N2 GAS PRV T/PTO N2 GAS DISTRIBUTION HEADER | C01 | 18.08.25 |  | C01A | 30.12.25 |  |  |  |  | N | I.F.C | ISO
N2 | YARD | SB | CCP-W-B051-PI-140-LN-001-2 | N2 GAS PRV T/PTO N2 GAS DISTRIBUTION HEADER | C01 | 18.08.25 |  | C01A | 30.12.25 |  |  |  |  | N | I.F.C | ISO
N2 | YARD | SB | CCP-W-B051-PI-140-LN-001-3 | N2 GAS PRV T/PTO N2 GAS DISTRIBUTION HEADER | C01 | 18.08.25 |  | C01A | 30.12.25 |  |  |  |  | N | I.F.C | ISO
N2 | YARD | SB | CCP-W-B051-PI-140-LN-001-4 | N2 GAS PRV T/PTO N2 GAS DISTRIBUTION HEADER | C01 | 18.08.25 |  | C01A | 30.12.25 |  |  |  |  | N | I.F.C | ISO
N2 | YARD | SB | CCP-W-B051-PI-140-LN-001-5 | N2 GAS PRV T/PTO N2 GAS DISTRIBUTION HEADER | C01 | 18.08.25 |  | C01A | 30.12.25 |  |  |  |  | N | I.F.C | ISO
N2 | YARD | SB | CCP-W-B051-PI-140-LN-001-6 | N2 GAS PRV T/PTO N2 GAS DISTRIBUTION HEADER | C01 | 18.08.25 |  | C01A | 30.12.25 |  |  |  |  | N | I.F.C | ISO
N2 | YARD | SB | CCP-W-B051-PI-140-LN-001-7 | N2 GAS PRV T/PTO N2 GAS DISTRIBUTION HEADER | C01 | 18.08.25 |  | C01A | 30.12.25 |  |  |  |  | N | I.F.C | ISO
N2 | YARD | SB | CCP-W-B051-PI-140-LN-001-8 | N2 GAS PRV T/PTO N2 GAS DISTRIBUTION HEADER | C01 | 18.08.25 |  | C01A | 30.12.25 |  |  |  |  | N | I.F.C | ISO
N2 | YARD | SB | CCP-W-B051-PI-140-LN-001-9 | N2 GAS PRV T/PTO N2 GAS DISTRIBUTION HEADER | C01 | 18.08.25 |  | C01A | 30.12.25 |  |  |  |  | N | I.F.C | ISO
N2 | YARD | SB | CCP-W-B051-PI-140-LN-041-1 | N2 GAS DISTRIBUTION HEADER TO FUEL GAS SUPPLY SYSTEM | C01 | 18.08.25 |  | C01A | 30.12.25 |  |  |  |  | N | I.F.C | ISO
N2 | YARD | SB | CCP-W-B051-PI-140-LN-041-2 | N2 GAS DISTRIBUTION HEADER TO FUEL GAS SUPPLY SYSTEM | C01 | 18.08.25 |  | C01A | 30.12.25 |  |  |  |  | N | I.F.C | ISO
LO | YARD | LB | CCP-W-B052-PI-140-LO-003-1 | UNLOADING PUMP SUCTION COMMON (INDOOR) TO INDIVIDUAL SUC. LINE OF UNLOADING PUMP | C01 | 10.04.25 |  | C01A | 31.01.26 |  |  |  |  | N | I.F.C | ISO
LO | YARD | LB | CCP-W-B052-PI-140-LO-004-1 | UNLOADING PUMP SUCTION COMMON TO UNLOADING PUMP A SUCTION | C01 | 10.04.25 |  | C01A | 31.01.26 |  |  |  |  | N | I.F.C | ISO
LO | YARD | LB | CCP-W-B052-PI-140-LO-005-1 | UNLOADING PUMP SUCTION COMMON TO UNLOADING PUMP B SUCTION | C01 | 10.04.25 |  | C01A | 31.01.26 |  |  |  |  | N | I.F.C | ISO
LO | YARD | LB | CCP-W-B052-PI-140-LO-006-1 | UNLOADING PUMP A TO UNLOADING PUMP DISCHARGE COM. (INDOOR) | C01 | 10.04.25 |  | C01A | 31.01.26 |  |  |  |  | N | I.F.C | ISO
LO | YARD | LB | CCP-W-B052-PI-140-LO-007-1 | UNLOADING PUMP B TO UNLOADING PUMP DISCHARGE COM. (INDOOR) | C01 | 10.04.25 |  | C01A | 31.01.26 |  |  |  |  | N | I.F.C | ISO
LO | YARD | LB | CCP-W-B052-PI-140-LO-008-1 | UNLOADING PUMP DISCHARGE COMMON (INDOOR) TO UNLOADING PUMP DISCHARGE COMMON | C01 | 10.04.25 |  | C01A | 31.01.26 | 기존 : T23012-W-B052-PI-140-LO-008(2OF2) |  |  |  | N | I.F.C | ISO
LO | YARD | LB | CCP-W-B052-PI-140-LO-009-1 | UNLOADING PUMP DISCHARGE COMMON (INDOOR) TO UNLOADING PUMP DISCHARGE COMMON | C01 | 10.04.25 |  | C01A | 31.01.26 | 기존 : T23012-W-B052-PI-140-LO-008(1OF2) |  |  |  | N | I.F.C | ISO
LO | YARD | LB | CCP-W-B052-PI-140-LO-014-1 | STORAGE TANK OUTET COMMON TO FORWARDING PUMP | C01 | 10.04.25 |  | C01A | 31.01.26 |  |  |  |  | N | I.F.C | ISO
LO | PB | LB | CCP-W-B052-PI-140-LO-025-1 | POTABLE LUBE OIL TRN. PUMP DIS. COMMON | C01 | 10.04.25 |  | C01A | 31.01.26 |  |  |  |  | N | I.F.C | ISO
LO | PB | LB | CCP-W-B052-PI-140-LO-025-2 | POTABLE LUBE OIL TRN. PUMP DIS. COMMON | C01 | 10.04.25 |  | C01A | 31.01.26 |  |  |  |  | N | I.F.C | ISO
LO | PB | LB | CCP-W-B052-PI-140-LO-026-1 | LUBE OIL TRANSFER PUMP DISCH. COM. TO CLEAN LUBE OIL STORAGE TANK B FILLING LINE | C01 | 10.04.25 |  | C01A | 31.01.26 | 기존 : T23012-W-B052-PI-140-LO-027(1OF4) |  |  |  | N | I.F.C | ISO
LO | YARD | LB | CCP-W-B052-PI-140-LO-026-2 | LUBE OIL TRANSFER PUMP DISCH. COM. TO CLEAN LUBE OIL STORAGE TANK B FILLING LINE | C01 | 10.04.25 |  | C01A | 31.01.26 | 기존 : T23012-W-B052-PI-140-LO-027(2OF4) |  |  |  | N | I.F.C | ISO
LO | YARD | LB | CCP-W-B052-PI-140-LO-026-3 | LUBE OIL TRANSFER PUMP DISCH. COM. TO CLEAN LUBE OIL STORAGE TANK B FILLING LINE | C01 | 10.04.25 |  | C01A | 31.01.26 | 기존 : T23012-W-B052-PI-140-LO-027(3OF4) |  |  |  | N | I.F.C | ISO
LO | YARD | LB | CCP-W-B052-PI-140-LO-026-4 | LUBE OIL TRANSFER PUMP DISCH. COM. TO CLEAN LUBE OIL STORAGE TANK B FILLING LINE | C01 | 10.04.25 |  | C01A | 31.01.26 | 기존 : T23012-W-B052-PI-140-LO-027(4OF4) |  |  |  | N | I.F.C | ISO
LO | YARD | LB | CCP-W-B052-PI-140-LO-032-1 | WASTE LUBE OIL STORAGE TANK OUTLET COMMON TO OIL REGENERATION UNIT (INDOOR) | C01 | 10.04.25 |  | C01A | 31.01.26 | 기존 : T23012-W-B052-PI-140-LO-033(1OF2) |  |  |  | N | I.F.C | ISO
LO | YARD | LB | CCP-W-B052-PI-140-LO-033-1 | WASTE LUBE OIL STORAGE TANK OUTLET COMMON TO OIL REGENERATION UNIT (INDOOR) | C01 | 10.04.25 | T.P NO.미확정, FLEXIBLE CONNECTION 미접수 | C01A | 31.01.26 | 기존 : T23012-W-B052-PI-140-LO-033(2OF2) |  |  |  | N | I.F.C | ISO
LO | YARD | LB | CCP-W-B052-PI-140-LO-034-1 | OIL REGENERATION UNIT OUTLET TO LUBE OIL TRANSFER PUMP DISCH. COM. | C01 | 10.04.25 |  | C01A | 31.01.26 | 기존 : T23012-W-B052-PI-140-LO-034(2OF2) |  |  |  | N | I.F.C | ISO
LO | YARD | LB | CCP-W-B052-PI-140-LO-035-1 | WASTE LUBE OIL STORAGE TANK OUTLET COMMON TO DISPOSAL TO WASTE OIL ROAD TANKER | C01 | 10.04.25 |  | C01A | 31.01.26 |  |  |  |  | N | I.F.C | ISO
LO | YARD | LB | CCP-W-B052-PI-140-LO-036-1 | OIL REGENERATION UNIT OUTLET TO LUBE OIL TRANSFER PUMP DISCH. COM. | C01 | 10.04.25 | T.P NO.미확정, FLEXIBLE CONNECTION 미접수 | C01A | 31.01.26 | 기존 : T23012-W-B052-PI-140-LO-034(1OF2) |  |  |  | N | I.F.C | ISO
LO | YARD | LB | CCP-W-B052-PI-140-LO-039-1 | CLEAN LUBE OIL STORAGE TANK OUTET COMMON TO LUBE OIL FORWARDING PUMP | C01 | 10.04.25 |  | C01A | 31.01.26 |  |  |  |  | N | I.F.C | ISO
LO | YARD | LB | CCP-W-B052-PI-140-LO-040-1 | CLEAN LUBE OIL STORAGE TANK OUTET COM. TO LUBE OIL FORWARDING PUMP SUCTION COM. | C01 | 10.04.25 |  | C01A | 31.01.26 |  |  |  |  | N | I.F.C | ISO
LO | YARD | LB | CCP-W-B052-PI-140-LO-041-1 | STORAGE TANK OUTET COMMON TO LUBE OIL FORWARDING PUMP SUCTION COM. | C01 | 10.04.25 |  | C01A | 31.01.26 |  |  |  |  | N | I.F.C | ISO
LO | YARD | LB | CCP-W-B052-PI-140-LO-042-1 | LUBE OIL FORWARDING PUMP A SUCTION TO LUBE OIL FORWARDING PUMP A | C01 | 10.04.25 |  | C01A | 31.01.26 |  |  |  |  | N | I.F.C | ISO
LO | YARD | LB | CCP-W-B052-PI-140-LO-043-1 | LUBE OIL FORWARDING PUMP B SUCTION TO LUBE OIL FORWARDING PUMP B | C01 | 10.04.25 |  | C01A | 31.01.26 |  |  |  |  | N | I.F.C | ISO
LO | YARD | LB | CCP-W-B052-PI-140-LO-044-1 | LUBE OIL FORWARDING PUMP A TO FORWARDING PUMP DISCH. COM. (INDOOR) | C01 | 10.04.25 |  | C01A | 31.01.26 |  |  |  |  | N | I.F.C | ISO
LO | YARD | LB | CCP-W-B052-PI-140-LO-045-1 | LUBE OIL FORWARDING PUMP B TO FORWARDING PUMP DISCH. COM. (INDOOR) | C01 | 10.04.25 |  | C01A | 31.01.26 |  |  |  |  | N | I.F.C | ISO
LO | YARD | LB | CCP-W-B052-PI-140-LO-046-1 | FORWARDING PUMP DISCHARGE COM. (INDOOR) TO FORWARDING PUMP Dis. COM. (OUTDOOR) | C01 | 10.04.25 |  | C01A | 31.01.26 |  |  |  |  | N | I.F.C | ISO
LO | YARD | LB | CCP-W-B052-PI-140-LO-047-1 | LUBE OIL FORWARDING PUMP DISCHARGE COMMON TO MAIN BUILDING DISTRIBUTION | C01 | 10.04.25 |  | C01A | 31.01.26 |  |  |  |  | N | I.F.C | ISO
LO | YARD | LB | CCP-W-B052-PI-140-LO-047-2 | LUBE OIL FORWARDING PUMP DISCHARGE COMMON TO MAIN BUILDING DISTRIBUTION | C01 | 10.04.25 |  | C01A | 31.01.26 |  |  |  |  | N | I.F.C | ISO
LO | YARD | LB | CCP-W-B052-PI-140-LO-047-3 | LUBE OIL FORWARDING PUMP DISCHARGE COMMON TO MAIN BUILDING DISTRIBUTION | C01 | 10.04.25 |  | C01A | 31.01.26 |  |  |  |  | N | I.F.C | ISO
LO | PB | LB | CCP-W-B052-PI-140-LO-047-4 | LUBE OIL FORWARDING PUMP DISCHARGE COMMON TO MAIN BUILDING DISTRIBUTION | C01 | 10.04.25 |  | C01A | 31.01.26 |  |  |  |  | N | I.F.C | ISO
LO | PB | LB | CCP-W-B052-PI-140-LO-048-1 | LUBE OIL FORWARDING PUMP DIS. COMMON TO MAIN BUILDING DISTRIBUTION | C01 | 10.04.25 |  | C01A | 31.01.26 |  |  |  |  | N | I.F.C | ISO
LO | PB | LB | CCP-W-B052-PI-140-LO-048-2 | LUBE OIL FORWARDING PUMP DIS. COMMON TO MAIN BUILDING DISTRIBUTION | C01 | 10.04.25 |  | C01A | 31.01.26 |  |  |  |  | N | I.F.C | ISO
LO | YARD | LB | CCP-W-B052-PI-140-LO-053-1 | DRAIN LUBE OIL PUMP A DISCHARGE TO DRAIN LUBE OIL PUMP COMMON DISCHARGE | C01 | 10.04.25 |  | C01A | 31.01.26 |  |  |  |  | N | I.F.C | ISO
LO | YARD | LB | CCP-W-B052-PI-140-LO-054-1 | DRAIN LUBE OIL PUMP B DISCHARGE TO DRAIN LUBE OIL PUMP COMMON DISCHARGE | C01 | 10.04.25 |  | C01A | 31.01.26 |  |  |  |  | N | I.F.C | ISO
LO | YARD | LB | CCP-W-B052-PI-140-LO-055-1 | DRAIN LUBE OIL PUMP COMMON DISCHARGE TO LUBE OIL TRANSFER PUMP DISCH. COM. | C01 | 10.04.25 |  | C01A | 31.01.26 |  |  |  |  | N | I.F.C | ISO
LO | YARD | LB | CCP-W-B052-PI-140-LO-056-1 | DRAIN LUBE OIL LINE TO DRAIN LUBE OIL COLLECTING TANK | C01 | 10.04.25 |  | C01A | 31.01.26 |  |  |  |  | N | I.F.C | ISO
LO | YARD | LB | CCP-W-B052-PI-140-LO-101-1 | UNLOADING PUMP SUCTION COMMON (OUTDOOR) TO INDIVIDUAL SUCTION LINE OF UNLOADING PUMP | C01 | 10.04.25 |  | C01A | 31.01.26 |  |  |  |  | N | I.F.C | ISO
LO | YARD | LB | CCP-W-B052-PI-140-LO-101-2 | UNLOADING PUMP SUCTION COMMON (OUTDOOR) TO INDIVIDUAL SUCTION LINE OF UNLOADING PUMP | C01 | 10.04.25 |  | C01A | 31.01.26 |  |  |  |  | N | I.F.C | ISO
LO | YARD | SB | CCP-W-B052-PI-140-LO-406-1 | FRESH LO PUMP SUCTION STRAINER DRAIN | C01 | 12.08.25 |  | C01A | 30.12.25 |  |  |  |  | N | I.F.C | ISO
LO | YARD | SB | CCP-W-B052-PI-140-LO-407-1 | FRESH LO UNLOADING PUMP A DRAIN | C01 | 12.08.25 |  | C01A | 30.12.25 |  |  |  |  | N | I.F.C | ISO
LO | YARD | SB | CCP-W-B052-PI-140-LO-408-1 | FRESH LO UNLOADING PUMP A DISCHARGE DRAIN | C01 | 12.08.25 |  | C01A | 30.12.25 |  |  |  |  | N | I.F.C | ISO
LO | YARD | SB | CCP-W-B052-PI-140-LO-409-1 | FRESH LO UNLOADING PUMP B DRAIN | C01 | 12.08.25 |  | C01A | 30.12.25 |  |  |  |  | N | I.F.C | ISO
LO | YARD | SB | CCP-W-B052-PI-140-LO-410-1 | FRESH LO UNLOADING PUMP B DISCHARGE DRAIN | C01 | 12.08.25 |  | C01A | 30.12.25 |  |  |  |  | N | I.F.C | ISO
LO | YARD | SB | CCP-W-B052-PI-140-LO-411-1 | FRESH LO UNLOADING PUMP SUCTION DRAIN | C01 | 12.08.25 |  | C01A | 30.12.25 |  |  |  |  | N | I.F.C | ISO
LO | YARD | SB | CCP-W-B052-PI-140-LO-415-1 | FRESH LO UNLOADING PUMP SUCTION DRAIN | C01 | 20.01.26 | [7 empty] | N | I.F.C | ISO
LO | YARD | SB | CCP-W-B052-PI-140-LO-441-1 | LO FORWARDING PUMP SUCTION STRAINER DRAIN | C01 | 12.08.25 |  | C01A | 30.12.25 |  |  |  |  | N | I.F.C | ISO
LO | YARD | SB | CCP-W-B052-PI-140-LO-444-1 | LO FORWARDING PUMP A DRAIN | C01 | 12.08.25 |  | C01A | 30.12.25 |  |  |  |  | N | I.F.C | ISO
LO | YARD | SB | CCP-W-B052-PI-140-LO-445-1 | LO FORWARDING PUMP A DISCHARGE DRAIN | C01 | 12.08.25 |  | C01A | 30.12.25 |  |  |  |  | N | I.F.C | ISO
LO | YARD | SB | CCP-W-B052-PI-140-LO-446-1 | LO FORWARDING PUMP B DRAIN | C01 | 12.08.25 |  | C01A | 30.12.25 |  |  |  |  | N | I.F.C | ISO
LO | YARD | SB | CCP-W-B052-PI-140-LO-447-1 | LO FORWARDING PUMP B DISCHARGE DRAIN | C01 | 12.08.25 |  | C01A | 30.12.25 |  |  |  |  | N | I.F.C | ISO
LO | YARD | SB | CCP-W-B052-PI-140-LO-460-1 | LO FORWARDING PUMP DISCHARGE DRAIN | C01 | 12.08.25 |  | C01A | 30.12.25 |  |  |  |  | N | I.F.C | ISO
LO | YARD | SB | CCP-W-B052-PI-140-LO-461-1 | LO FORWARDING PUMP SUCTION DRAIN | C01 | 12.08.25 |  | C01A | 30.12.25 |  |  |  |  | N | I.F.C | ISO
LO | YARD | SB | CCP-W-B052-PI-140-LO-463-1 | LO FORWARDING PUMP SUCTION DRAIN | C01 | 20.01.26 | [7 empty] | N | I.F.C | ISO
LO | YARD | SB | CCP-W-B052-PI-140-LO-511-1 | FRESH LO UNLOADING PUMP DISCHARGE VENT | C01 | 12.08.25 |  | C01A | 30.12.25 |  |  |  |  | N | I.F.C | ISO
LO | YARD | SB | CCP-W-B052-PI-140-LO-560-1 | LO FORWARDING PUMP DISCHARGE VENT | C01 | 12.08.25 |  | C01A | 30.12.25 |  |  |  |  | N | I.F.C | ISO
LO | PB | SB | CCP-W-B052-PI-140-LO-565-1 | LUBE OIL SUPPLY COMMON LINE VENT | C01 | 12.08.25 |  | C01A | 30.12.25 |  |  |  |  | N | I.F.C | ISO
LO | PB | SB | CCP-W-B052-PI-140-LO-566-1 | LUBE OILRETURN COMMON LINE VENT | C01 | 12.08.25 |  | C01A | 30.12.25 |  |  |  |  | N | I.F.C | ISO
GT MISC | PB | SB | CCP-W-B111-PI-140-AV-009-1 | FUEL GAS VENT TO ATM | C01 | 02.09.25 |  | C01A | 30.12.25 |  |  |  |  | N | I.F.C | ISO
GT MISC | PB | SB | CCP-W-B111-PI-140-AV-009-2 | FUEL GAS VENT TO ATM | C01 | 02.09.25 |  | C01A | 30.12.25 |  |  |  |  | N | I.F.C | ISO
GT MISC | PB | SB | CCP-W-B111-PI-140-AV-009-3 | FUEL GAS VENT TO ATM | C01 | 02.09.25 |  | C01A | 30.12.25 |  |  |  |  | N | I.F.C | ISO
GT MISC | PB | SB | CCP-W-B111-PI-140-AV-009-4 | FUEL GAS VENT TO ATM | C01 | 02.09.25 |  | C01A | 30.12.25 |  |  |  |  | N | I.F.C | ISO
GT MISC | PB | SB | CCP-W-B111-PI-140-AV-010-1 | FUEL GAS VENT TO ATM | C01 | 02.09.25 |  | C01A | 30.12.25 |  |  |  |  | N | I.F.C | ISO
GT MISC | PB | SB | CCP-W-B111-PI-140-AV-010-2 | FUEL GAS VENT TO ATM | C01 | 02.09.25 |  | C01A | 30.12.25 |  |  |  |  | N | I.F.C | ISO
GT MISC | PB | SB | CCP-W-B111-PI-140-AV-010-3 | FUEL GAS VENT TO ATM | C01 | 02.09.25 |  | C01A | 30.12.25 |  |  |  |  | N | I.F.C | ISO
GT MISC | PB | SB | CCP-W-B111-PI-140-AV-010-4 | FUEL GAS VENT TO ATM | C01 | 02.09.25 |  | C01A | 30.12.25 |  |  |  |  | N | I.F.C | ISO
GT MISC | PB | SB | CCP-W-B111-PI-140-AV-011-1 | FUEL GAS VENT TO ATM | C01 | 02.09.25 |  | C01A | 30.12.25 |  |  |  |  | N | I.F.C | ISO
GT MISC | PB | SB | CCP-W-B111-PI-140-AV-011-2 | FUEL GAS VENT TO ATM | C01 | 02.09.25 |  | C01A | 30.12.25 |  |  |  |  | N | I.F.C | ISO
GT MISC | PB | SB | CCP-W-B111-PI-140-AV-011-3 | FUEL GAS VENT TO ATM | C01 | 02.09.25 |  | C01A | 30.12.25 |  |  |  |  | N | I.F.C | ISO
GT MISC | PB | SB | CCP-W-B111-PI-140-AV-011-4 | FUEL GAS VENT TO ATM | C01 | 02.09.25 |  | C01A | 30.12.25 |  |  |  |  | N | I.F.C | ISO
GT MISC | PB | SB | CCP-W-B111-PI-140-AV-012-1 | FUEL GAS VENT TO ATM | C01 | 02.09.25 |  | C01A | 30.12.25 |  |  |  |  | N | I.F.C | ISO
GT MISC | PB | SB | CCP-W-B111-PI-140-AV-012-2 | FUEL GAS VENT TO ATM | C01 | 02.09.25 |  | C01A | 30.12.25 |  |  |  |  | N | I.F.C | ISO
GT MISC | PB | SB | CCP-W-B111-PI-140-AV-012-3 | FUEL GAS VENT TO ATM | C01 | 02.09.25 |  | C01A | 30.12.25 |  |  |  |  | N | I.F.C | ISO
GT MISC | PB | SB | CCP-W-B111-PI-140-AV-012-4 | FUEL GAS VENT TO ATM | C01 | 02.09.25 |  | C01A | 30.12.25 |  |  |  |  | N | I.F.C | ISO
GT MISC | PB | LB | CCP-W-B111-PI-140-AV-015-1 | LUBE OIL TANK VAPOR EXTRACTOR VENT TO ROOF | C01 | 28.04.25 | BIRD SCREEN 미접수 | C01A | 31.01.26 |  |  |  |  | N | I.F.C | ISO
GT MISC | PB | LB | CCP-W-B111-PI-140-AV-022-1 | FUEL OIL RETURN TANK VENT TO ROOF | C01 | 28.04.25 | BIRD SCREEN 미접수 | C01A | 31.01.26 |  |  |  |  | N | I.F.C | ISO
GT MISC | PB | SB | CCP-W-B111-PI-140-CD-002-1 | AIR INTAKE DUCT WASH WATER DRAIN TO WASH WATER DRAIN PIT | C01 | 02.09.25 |  | C01A | 30.12.25 |  |  |  |  | N | I.F.C | ISO
GT MISC | PB | LB | CCP-W-B111-PI-140-CD-003-1 | EVAPORATIVE WATER TANK OVERFLOW TO CHEMICAL WATER SUMP PIT | C01 | 28.04.25 | T.P SIZE 미확정 | C01A | 31.01.26 |  |  |  |  | N | I.F.C | ISO
GT MISC | PB | LB | CCP-W-B111-PI-140-CD-004-1 | EVAPORATIVE WATER TANK DRAIN TO CHEMICAL WATER SUMP PIT | C01 | 28.04.25 | T.P 위치 미확정 | C01A | 31.01.26 |  |  |  |  | N | I.F.C | ISO
GT MISC | PB | SB | CCP-W-B111-PI-140-CD-005-1 | GT COMPRESSOR SKID DRAIN TO DRAIN PIT | C01 | 02.09.25 |  | C01A | 30.12.25 |  |  |  |  | N | I.F.C | ISO
GT MISC | PB | SB | CCP-W-B111-PI-140-CD-006-1 | EXHAUST DIFFUSER DRAIN TO WASH WATER DRAIN PIT | C01 | 02.09.25 |  | C01A | 30.12.25 |  |  |  |  | N | I.F.C | ISO
GT MISC | PB | LB | CCP-W-B111-PI-140-CD-007-1 | GT DRAIN HEADER TO WASH WATER DRAIN PIT | C01 | 28.04.25 |  | C01A | 31.01.26 |  |  |  |  | N | I.F.C | ISO
GT MISC | PB | SB | CCP-W-B111-PI-140-CD-024-1 | PURGE WATER TANK DRAIN TO SUMP PIT | C01 | 02.09.25 |  | C01A | 30.12.25 |  |  |  |  | N | I.F.C | ISO
GT MISC | PB | SB | CCP-W-B111-PI-140-FO-008-1 | FALSE OIL DRAIN HEADER TO FALSE OIL DRAIN PIT | C01 | 02.09.25 |  | C01A | 30.12.25 |  |  |  |  | N | I.F.C | ISO
GT MISC | PB | SB | CCP-W-B111-PI-140-FO-008-2 | FALSE OIL DRAIN HEADER TO FALSE OIL DRAIN PIT | C01 | 02.09.25 |  | C01A | 30.12.25 |  |  |  |  | N | I.F.C | ISO
GT MISC | PB | SB | CCP-W-B111-PI-140-FO-020-1 | FUEL OIL STAINER DRAIN | C01 | 02.09.25 |  | C01A | 30.12.25 |  |  |  |  | N | I.F.C | ISO
GT MISC | PB | SB | CCP-W-B111-PI-140-FO-021-1 | FUEL OIL STAINER DRAIN | C01 | 02.09.25 |  | C01A | 30.12.25 |  |  |  |  | N | I.F.C | ISO
GT MISC | PB | SB | CCP-W-B111-PI-140-IG-025-1 | IGNITION GAS VENT TO ROOF | C01 | 02.09.25 |  | C01A | 30.12.25 |  |  |  |  | N | I.F.C | ISO
GT MISC | PB | SB | CCP-W-B111-PI-140-IG-025-2 | IGNITION GAS VENT TO ROOF | C01 | 02.09.25 |  | C01A | 30.12.25 |  |  |  |  | N | I.F.C | ISO
GT MISC | PB | SB | CCP-W-B111-PI-140-IG-025-3 | IGNITION GAS VENT TO ROOF | C01 | 02.09.25 |  | C01A | 30.12.25 |  |  |  |  | N | I.F.C | ISO
GT MISC | PB | LB | CCP-W-B111-PI-140-LO-018-1 | LUBE OIL FAST DRAIN | C01 | 31.01.26 | 도면 추가 | [6 empty] | N | I.F.C | ISO
GT MISC | PB | SB | CCP-W-B111-PI-140-WD-013-1 | LUBE OIL COOLER CCW PSV DRAIN TO DRAIN PIT | C01 | 02.09.25 |  | C01A | 30.12.25 |  |  |  |  | N | I.F.C | ISO
GT MISC | PB | SB | CCP-W-B111-PI-140-WD-014-1 | LUBE OIL COOLER CCW PSV DRAIN TO DRAIN PIT | C01 | 02.09.25 |  | C01A | 30.12.25 |  |  |  |  | N | I.F.C | ISO
GT MISC | PB | SB | CCP-W-B111-PI-140-WD-026-1 | GENERATOR CCW DRAIN TO DRAIN PIT | C01 | 02.09.25 |  | C01A | 30.12.25 |  |  |  |  | N | I.F.C | ISO
GT MISC | PB | SB | CCP-W-B111-PI-140-WD-027-1 | GENERATOR CCW DRAIN TO DRAIN PIT | C01 | 02.09.25 |  | C01A | 30.12.25 |  |  |  |  | N | I.F.C | ISO
GT MISC | PB | SB | CCP-W-B111-PI-140-WD-028-1 | GENERATOR CCW DRAIN TO DRAIN PIT | C01 | 02.09.25 |  | C01A | 30.12.25 |  |  |  |  | N | I.F.C | ISO
GT MISC | PB | SB | CCP-W-B111-PI-140-WD-029-1 | GENERATOR CCW DRAIN TO DRAIN PIT | C01 | 02.09.25 |  | C01A | 30.12.25 |  |  |  |  | N | I.F.C | ISO
GT MISC | PB | SB | CCP-W-B111-PI-140-WD-030-1 | GENERATOR CCW DRAIN TO DRAIN PIT | C01 | 02.09.25 |  | C01A | 30.12.25 |  |  |  |  | N | I.F.C | ISO
GT MISC | PB | SB | CCP-W-B111-PI-140-WD-031-1 | GENERATOR CCW DRAIN TO DRAIN PIT | C01 | 02.09.25 |  | C01A | 30.12.25 |  |  |  |  | N | I.F.C | ISO
GT MISC | PB | SB | CCP-W-B111-PI-140-WD-032-1 | GENERATOR CCW DRAIN TO DRAIN PIT | C01 | 02.09.25 |  | C01A | 30.12.25 |  |  |  |  | N | I.F.C | ISO
GT MISC | PB | SB | CCP-W-B111-PI-140-WD-033-1 | GENERATOR CCW DRAIN TO DRAIN PIT | C01 | 02.09.25 |  | C01A | 30.12.25 |  |  |  |  | N | I.F.C | ISO
GT MISC | PB | SB | CCP-W-B112-PI-140-AV-009-1 | FUEL GAS VENT TO ATM | C01 | 02.09.25 |  | C01A | 30.12.25 |  |  |  |  | N | I.F.C | ISO
GT MISC | PB | SB | CCP-W-B112-PI-140-AV-009-2 | FUEL GAS VENT TO ATM | C01 | 02.09.25 |  | C01A | 30.12.25 |  |  |  |  | N | I.F.C | ISO
GT MISC | PB | SB | CCP-W-B112-PI-140-AV-009-3 | FUEL GAS VENT TO ATM | C01 | 02.09.25 |  | C01A | 30.12.25 |  |  |  |  | N | I.F.C | ISO
GT MISC | PB | SB | CCP-W-B112-PI-140-AV-009-4 | FUEL GAS VENT TO ATM | C01 | 02.09.25 |  | C01A | 30.12.25 |  |  |  |  | N | I.F.C | ISO
GT MISC | PB | SB | CCP-W-B112-PI-140-AV-010-1 | FUEL GAS VENT TO ATM | C01 | 02.09.25 |  | C01A | 30.12.25 |  |  |  |  | N | I.F.C | ISO
GT MISC | PB | SB | CCP-W-B112-PI-140-AV-010-2 | FUEL GAS VENT TO ATM | C01 | 02.09.25 |  | C01A | 30.12.25 |  |  |  |  | N | I.F.C | ISO
GT MISC | PB | SB | CCP-W-B112-PI-140-AV-010-3 | FUEL GAS VENT TO ATM | C01 | 02.09.25 |  | C01A | 30.12.25 |  |  |  |  | N | I.F.C | ISO
GT MISC | PB | SB | CCP-W-B112-PI-140-AV-010-4 | FUEL GAS VENT TO ATM | C01 | 02.09.25 |  | C01A | 30.12.25 |  |  |  |  | N | I.F.C | ISO
GT MISC | PB | SB | CCP-W-B112-PI-140-AV-011-1 | FUEL GAS VENT TO ATM | C01 | 02.09.25 |  | C01A | 30.12.25 |  |  |  |  | N | I.F.C | ISO
GT MISC | PB | SB | CCP-W-B112-PI-140-AV-011-2 | FUEL GAS VENT TO ATM | C01 | 02.09.25 |  | C01A | 30.12.25 |  |  |  |  | N | I.F.C | ISO
GT MISC | PB | SB | CCP-W-B112-PI-140-AV-011-3 | FUEL GAS VENT TO ATM | C01 | 02.09.25 |  | C01A | 30.12.25 |  |  |  |  | N | I.F.C | ISO
GT MISC | PB | SB | CCP-W-B112-PI-140-AV-011-4 | FUEL GAS VENT TO ATM | C01 | 02.09.25 |  | C01A | 30.12.25 |  |  |  |  | N | I.F.C | ISO
GT MISC | PB | SB | CCP-W-B112-PI-140-AV-012-1 | FUEL GAS VENT TO ATM | C01 | 02.09.25 |  | C01A | 30.12.25 |  |  |  |  | N | I.F.C | ISO
GT MISC | PB | SB | CCP-W-B112-PI-140-AV-012-2 | FUEL GAS VENT TO ATM | C01 | 02.09.25 |  | C01A | 30.12.25 |  |  |  |  | N | I.F.C | ISO
GT MISC | PB | SB | CCP-W-B112-PI-140-AV-012-3 | FUEL GAS VENT TO ATM | C01 | 02.09.25 |  | C01A | 30.12.25 |  |  |  |  | N | I.F.C | ISO
GT MISC | PB | SB | CCP-W-B112-PI-140-AV-012-4 | FUEL GAS VENT TO ATM | C01 | 02.09.25 |  | C01A | 30.12.25 |  |  |  |  | N | I.F.C | ISO
GT MISC | PB | LB | CCP-W-B112-PI-140-AV-015-1 | LUBE OIL TANK VAPOR EXTRACTOR VENT TO ROOF | C01 | 28.04.25 | BIRD SCREEN 미접수 | C01A | 31.01.26 |  |  |  |  | N | I.F.C | ISO
GT MISC | PB | LB | CCP-W-B112-PI-140-AV-022-1 | FUEL OIL RETURN TANK VENT TO ROOF | C01 | 28.04.25 | BIRD SCREEN 미접수 | C01A | 31.01.26 |  |  |  |  | N | I.F.C | ISO
GT MISC | PB | SB | CCP-W-B112-PI-140-CD-002-1 | AIR INTAKE DUCT WASH WATER DRAIN TO WASH WATER DRAIN PIT | C01 | 02.09.25 |  | C01A | 30.12.25 |  |  |  |  | N | I.F.C | ISO
GT MISC | PB | LB | CCP-W-B112-PI-140-CD-003-1 | EVAPORATIVE WATER TANK OVERFLOW TO CHEMICAL WATER SUMP PIT | C01 | 28.04.25 | T.P SIZE 미확정 | C01A | 31.01.26 |  |  |  |  | N | I.F.C | ISO
GT MISC | PB | LB | CCP-W-B112-PI-140-CD-004-1 | EVAPORATIVE WATER TANK DRAIN TO CHEMICAL WATER SUMP PIT | C01 | 28.04.25 | T.P 위치 미확정 | C01A | 31.01.26 |  |  |  |  | N | I.F.C | ISO
GT MISC | PB | SB | CCP-W-B112-PI-140-CD-005-1 | GT COMPRESSOR SKID DRAIN TO DRAIN PIT | C01 | 02.09.25 |  | C01A | 30.12.25 |  |  |  |  | N | I.F.C | ISO
GT MISC | PB | SB | CCP-W-B112-PI-140-CD-006-1 | EXHAUST DIFFUSER DRAIN TO WASH WATER DRAIN PIT | C01 | 02.09.25 |  | C01A | 30.12.25 |  |  |  |  | N | I.F.C | ISO
GT MISC | PB | LB | CCP-W-B112-PI-140-CD-007-1 | GT DRAIN HEADER TO WASH WATER DRAIN PIT | C01 | 28.04.25 |  | C01A | 31.01.26 |  |  |  |  | N | I.F.C | ISO
GT MISC | PB | SB | CCP-W-B112-PI-140-CD-024-1 | PURGE WATER TANK DRAIN TO SUMP PIT | C01 | 02.09.25 |  | C01A | 30.12.25 |  |  |  |  | N | I.F.C | ISO
GT MISC | PB | SB | CCP-W-B112-PI-140-FO-008-1 | FALSE OIL DRAIN HEADER TO FALSE OIL DRAIN PIT | C01 | 02.09.25 |  | C01A | 30.12.25 |  |  |  |  | N | I.F.C | ISO
GT MISC | PB | SB | CCP-W-B112-PI-140-FO-008-2 | FALSE OIL DRAIN HEADER TO FALSE OIL DRAIN PIT | C01 | 02.09.25 |  | C01A | 30.12.25 |  |  |  |  | N | I.F.C | ISO
GT MISC | PB | SB | CCP-W-B112-PI-140-FO-020-1 | FUEL OIL STAINER DRAIN | C01 | 02.09.25 |  | C01A | 30.12.25 |  |  |  |  | N | I.F.C | ISO
GT MISC | PB | SB | CCP-W-B112-PI-140-FO-021-1 | FUEL OIL STAINER DRAIN | C01 | 02.09.25 |  | C01A | 30.12.25 |  |  |  |  | N | I.F.C | ISO
GT MISC | PB | SB | CCP-W-B112-PI-140-IG-025-1 | IGNITION GAS VENT TO ROOF | C01 | 02.09.25 |  | C01A | 30.12.25 |  |  |  |  | N | I.F.C | ISO
GT MISC | PB | SB | CCP-W-B112-PI-140-IG-025-2 | IGNITION GAS VENT TO ROOF | C01 | 02.09.25 |  | C01A | 30.12.25 |  |  |  |  | N | I.F.C | ISO
GT MISC | PB | SB | CCP-W-B112-PI-140-IG-025-3 | IGNITION GAS VENT TO ROOF | C01 | 02.09.25 |  | C01A | 30.12.25 |  |  |  |  | N | I.F.C | ISO
GT MISC | PB | LB | CCP-W-B112-PI-140-LO-018-1 | LUBE OIL FAST DRAIN | C01 | 31.01.26 | 도면 추가 | [6 empty] | N | I.F.C | ISO
GT MISC | PB | SB | CCP-W-B112-PI-140-WD-013-1 | LUBE OIL COOLER CCW PSV DRAIN TO DRAIN PIT | C01 | 02.09.25 |  | C01A | 30.12.25 |  |  |  |  | N | I.F.C | ISO
GT MISC | PB | SB | CCP-W-B112-PI-140-WD-014-1 | LUBE OIL COOLER CCW PSV DRAIN TO DRAIN PIT | C01 | 02.09.25 |  | C01A | 30.12.25 |  |  |  |  | N | I.F.C | ISO
GT MISC | PB | SB | CCP-W-B112-PI-140-WD-026-1 | GENERATOR CCW DRAIN TO DRAIN PIT | C01 | 02.09.25 |  | C01A | 30.12.25 |  |  |  |  | N | I.F.C | ISO
GT MISC | PB | SB | CCP-W-B112-PI-140-WD-027-1 | GENERATOR CCW DRAIN TO DRAIN PIT | C01 | 02.09.25 |  | C01A | 30.12.25 |  |  |  |  | N | I.F.C | ISO
GT MISC | PB | SB | CCP-W-B112-PI-140-WD-028-1 | GENERATOR CCW DRAIN TO DRAIN PIT | C01 | 02.09.25 |  | C01A | 30.12.25 |  |  |  |  | N | I.F.C | ISO
GT MISC | PB | SB | CCP-W-B112-PI-140-WD-029-1 | GENERATOR CCW DRAIN TO DRAIN PIT | C01 | 02.09.25 |  | C01A | 30.12.25 |  |  |  |  | N | I.F.C | ISO
GT MISC | PB | SB | CCP-W-B112-PI-140-WD-030-1 | GENERATOR CCW DRAIN TO DRAIN PIT | C01 | 02.09.25 |  | C01A | 30.12.25 |  |  |  |  | N | I.F.C | ISO
GT MISC | PB | SB | CCP-W-B112-PI-140-WD-031-1 | GENERATOR CCW DRAIN TO DRAIN PIT | C01 | 02.09.25 |  | C01A | 30.12.25 |  |  |  |  | N | I.F.C | ISO
GT MISC | PB | SB | CCP-W-B112-PI-140-WD-032-1 | GENERATOR CCW DRAIN TO DRAIN PIT | C01 | 02.09.25 |  | C01A | 30.12.25 |  |  |  |  | N | I.F.C | ISO
GT MISC | PB | SB | CCP-W-B112-PI-140-WD-033-1 | GENERATOR CCW DRAIN TO DRAIN PIT | C01 | 02.09.25 |  | C01A | 30.12.25 |  |  |  |  | N | I.F.C | ISO
ST MISC | PB | SB | CCP-W-B113-PI-140-LC-003-1 | VSC DRAIN | C01 | 20.08.25 |  | C01A | 30.12.25 |  |  |  |  | N | I.F.C | ISO
ST MISC | PB | LB | CCP-W-B113-PI-140-LC-004-1 | VSC SAFETY OVERFLOW | C01 | 28.04.25 |  | C01A | 31.01.26 |  |  |  |  | N | I.F.C | ISO
ST MISC | PB | SB | CCP-W-B113-PI-140-LC-005-1 | VSC SRV DRAIN | C01 | 20.08.25 |  | C01A | 30.12.25 |  |  |  |  | N | I.F.C | ISO
ST MISC | PB | LB | CCP-W-B113-PI-140-LO-011-1 | LO SYSTEM OIL VAPOUR EXHAUSTION DEVICE VENT / DRAIN | C01 | 28.04.25 | DRAIN ROUTE 미확정 | C01A | 31.01.26 |  |  |  |  | N | I.F.C | ISO
ST MISC | PB | LB | CCP-W-B113-PI-140-LO-011-2 | LO SYSTEM OIL VAPOUR EXHAUSTION DEVICE VENT / DRAIN | C01 | 28.04.25 |  | C01A | 31.01.26 |  |  |  |  | N | I.F.C | ISO
ST MISC | PB | LB | CCP-W-B113-PI-140-ST-001-1 | FLASH TANK TO ACC DUCT | C01 | 28.04.25 | VENDOR PRINT 미접수 | C01A | 31.01.26 |  |  |  |  | N | I.F.C | ISO
ST MISC | PB | LB | CCP-W-B113-PI-140-ST-002-1 | FLASH PUMP DISCHARGE TO ACC CONDENSATE COLLECTING TANK | C01 | 28.04.25 | VENT ROUTE 미확정 | C01A | 31.01.26 |  |  |  |  | N | I.F.C | ISO
ST MISC | YARD | LB | CCP-W-B113-PI-140-ST-002-2 | FLASH PUMP DISCHARGE TO ACC CONDENSATE COLLECTING TANK | C01 | 28.04.25 |  | C01A | 31.01.26 |  |  |  |  | N | I.F.C | ISO
ST MISC | YARD | LB | CCP-W-B113-PI-140-ST-002-3 | FLASH PUMP DISCHARGE TO ACC CONDENSATE COLLECTING TANK | C01 | 28.04.25 | Support Hold | C01A | 31.01.26 |  |  |  |  | N | I.F.C | ISO
ST MISC | YARD | SB | CCP-W-B113-PI-140-ST-401-1 | FLASH PUMP DISCHARGE DRAIN | C01 | 20.08.25 |  | C01A | 30.12.25 |  |  |  |  | N | I.F.C | ISO
ST MISC | YARD | SB | CCP-W-B113-PI-140-ST-502-1 | FLASH PUMP DISCHARGE VENT | C01 | 20.08.25 |  | C01A | 30.12.25 |  |  |  |  | N | I.F.C | ISO
ST MISC | PB | LB | CCP-W-B113-PI-140-VS-006-1 | VENT STEAM CONDENSER FAN DISCHARGE VENT | C01 | 28.04.25 |  | C01A | 31.01.26 |  |  |  |  | N | I.F.C | ISO
ST MISC | PB | LB | CCP-W-B113-PI-140-VS-006-2 | VENT STEAM CONDENSER FAN DISCHARGE VENT | C01 | 28.04.25 |  | C01A | 31.01.26 |  |  |  |  | N | I.F.C | ISO
ST MISC | PB | SB | CCP-W-B113-PI-140-VS-007-1 | VENT STEAM CONDENSER FAN DIS. VENT DRAIN | C01 | 20.08.25 |  | C01A | 30.12.25 |  |  |  |  | N | I.F.C | ISO
ST MISC | PB | SB | CCP-W-B113-PI-140-VS-008-1 | VENT STEAM - COMMON LINE - DRAINING | C01 | 20.08.25 |  | C01A | 30.12.25 |  |  |  |  | N | I.F.C | ISO
ST MISC | PB | SB | CCP-W-B113-PI-140-VS-009-1 | EXHAUST OF VSC FANS - DRAINING | C01 | 20.08.25 |  | C01A | 30.12.25 |  |  |  |  | N | I.F.C | ISO
SS | PB | SB | CCP-W-B114-PI-140-CB-011-1 | HRSG #11 HP DRUM WATER TO SAMPLING SYSTEM | C01 | 21.08.25 |  | C01A | 30.12.25 |  |  |  |  | N | I.F.C | ISO
SS | PB | SB | CCP-W-B114-PI-140-CB-011-2 | HRSG #11 HP DRUM WATER TO SAMPLING SYSTEM | C01 | 21.08.25 |  | C01A | 30.12.25 |  |  |  |  | N | I.F.C | ISO
SS | PB | SB | CCP-W-B114-PI-140-CB-011-3 | HRSG #11 HP DRUM WATER TO SAMPLING SYSTEM | C01 | 21.08.25 |  | C01A | 30.12.25 |  |  |  |  | N | I.F.C | ISO
SS | PB | SB | CCP-W-B114-PI-140-CB-011-4 | HRSG #11 HP DRUM WATER TO SAMPLING SYSTEM | C01 | 21.08.25 |  | C01A | 30.12.25 |  |  |  |  | N | I.F.C | ISO
SS | PB | SB | CCP-W-B114-PI-140-CB-011-5 | HRSG #11 HP DRUM WATER TO SAMPLING SYSTEM | C01 | 21.08.25 |  | C01A | 30.12.25 |  |  |  |  | N | I.F.C | ISO
SS | PB | SB | CCP-W-B114-PI-140-HS-602-1 | HRSG #11 HP DRUM SATURATED STEAM TO SAMPLING SYSTEM | C01 | 21.08.25 |  | C01A | 30.12.25 |  |  |  |  | N | I.F.C | ISO
SS | PB | SB | CCP-W-B114-PI-140-HS-602-2 | HRSG #11 HP DRUM SATURATED STEAM TO SAMPLING SYSTEM | C01 | 21.08.25 |  | C01A | 30.12.25 |  |  |  |  | N | I.F.C | ISO
SS | PB | SB | CCP-W-B114-PI-140-HS-602-3 | HRSG #11 HP DRUM SATURATED STEAM TO SAMPLING SYSTEM | C01 | 21.08.25 |  | C01A | 30.12.25 |  |  |  |  | N | I.F.C | ISO
SS | PB | SB | CCP-W-B114-PI-140-HS-602-4 | HRSG #11 HP DRUM SATURATED STEAM TO SAMPLING SYSTEM | C01 | 21.08.25 |  | C01A | 30.12.25 |  |  |  |  | N | I.F.C | ISO
SS | PB | SB | CCP-W-B114-PI-140-HS-602-5 | HRSG #11 HP DRUM SATURATED STEAM TO SAMPLING SYSTEM | C01 | 21.08.25 |  | C01A | 30.12.25 |  |  |  |  | N | I.F.C | ISO
SS | PB | SB | CCP-W-B114-PI-140-HS-612-1 | HRSG #11 HP SUPERHEATED STEAM TO SAMPLING SYSTEM | C01 | 21.08.25 |  | C01A | 30.12.25 |  |  |  |  | N | I.F.C | ISO
SS | PB | SB | CCP-W-B114-PI-140-HS-612-2 | HRSG #11 HP SUPERHEATED STEAM TO SAMPLING SYSTEM | C01 | 21.08.25 |  | C01A | 30.12.25 |  |  |  |  | N | I.F.C | ISO
SS | PB | SB | CCP-W-B114-PI-140-HS-612-3 | HRSG #11 HP SUPERHEATED STEAM TO SAMPLING SYSTEM | C01 | 21.08.25 |  | C01A | 30.12.25 |  |  |  |  | N | I.F.C | ISO
SS | PB | SB | CCP-W-B114-PI-140-HS-612-4 | HRSG #11 HP SUPERHEATED STEAM TO SAMPLING SYSTEM | C01 | 21.08.25 |  | C01A | 30.12.25 |  |  |  |  | N | I.F.C | ISO
SS | PB | SB | CCP-W-B114-PI-140-HS-612-5 | HRSG #11 HP SUPERHEATED STEAM TO SAMPLING SYSTEM | C01 | 21.08.25 |  | C01A | 30.12.25 |  |  |  |  | N | I.F.C | ISO
SS | PB | SB | CCP-W-B114-PI-140-LS-601-1 | HRSG #11 LP DRUM SATURED STEAM TO SAMPLING SYSTEM | C01 | 21.08.25 |  | C01A | 30.12.25 |  |  |  |  | N | I.F.C | ISO
SS | PB | SB | CCP-W-B114-PI-140-LS-601-2 | HRSG #11 LP DRUM SATURED STEAM TO SAMPLING SYSTEM | C01 | 21.08.25 |  | C01A | 30.12.25 |  |  |  |  | N | I.F.C | ISO
SS | PB | SB | CCP-W-B114-PI-140-LS-601-3 | HRSG #11 LP DRUM SATURED STEAM TO SAMPLING SYSTEM | C01 | 21.08.25 |  | C01A | 30.12.25 |  |  |  |  | N | I.F.C | ISO
SS | PB | SB | CCP-W-B114-PI-140-LS-601-4 | HRSG #11 LP DRUM SATURED STEAM TO SAMPLING SYSTEM | C01 | 21.08.25 |  | C01A | 30.12.25 |  |  |  |  | N | I.F.C | ISO
SS | PB | SB | CCP-W-B114-PI-140-LS-601-5 | HRSG #11 LP DRUM SATURED STEAM TO SAMPLING SYSTEM | C01 | 21.08.25 |  | C01A | 30.12.25 |  |  |  |  | N | I.F.C | ISO
SS | PB | SB | CCP-W-B114-PI-140-LS-612-1 | HRSG #11 HP SUPERHEATED STEAM TO SAMPLING SYSTEM | C01 | 21.08.25 |  | C01A | 30.12.25 |  |  |  |  | N | I.F.C | ISO
SS | PB | SB | CCP-W-B114-PI-140-LS-612-2 | HRSG #11 HP SUPERHEATED STEAM TO SAMPLING SYSTEM | C01 | 21.08.25 |  | C01A | 30.12.25 |  |  |  |  | N | I.F.C | ISO
SS | PB | SB | CCP-W-B114-PI-140-LS-612-3 | HRSG #11 HP SUPERHEATED STEAM TO SAMPLING SYSTEM | C01 | 21.08.25 |  | C01A | 30.12.25 |  |  |  |  | N | I.F.C | ISO
SS | PB | SB | CCP-W-B114-PI-140-LS-612-4 | HRSG #11 HP SUPERHEATED STEAM TO SAMPLING SYSTEM | C01 | 21.08.25 |  | C01A | 30.12.25 |  |  |  |  | N | I.F.C | ISO
SS | PB | SB | CCP-W-B114-PI-140-LS-612-5 | HRSG #11 HP SUPERHEATED STEAM TO SAMPLING SYSTEM | C01 | 21.08.25 |  | C01A | 30.12.25 |  |  |  |  | N | I.F.C | ISO
SS | PB | SB | CCP-W-B115-PI-140-CB-011-1 | HRSG #12 HP DRUM WATER TO SAMPLING SYSTEM | C01 | 21.08.25 |  | C01A | 30.12.25 |  |  |  |  | N | I.F.C | ISO
SS | PB | SB | CCP-W-B115-PI-140-CB-011-2 | HRSG #12 HP DRUM WATER TO SAMPLING SYSTEM | C01 | 21.08.25 |  | C01A | 30.12.25 |  |  |  |  | N | I.F.C | ISO
SS | PB | SB | CCP-W-B115-PI-140-CB-011-3 | HRSG #12 HP DRUM WATER TO SAMPLING SYSTEM | C01 | 21.08.25 |  | C01A | 30.12.25 |  |  |  |  | N | I.F.C | ISO
SS | PB | SB | CCP-W-B115-PI-140-CB-011-4 | HRSG #12 HP DRUM WATER TO SAMPLING SYSTEM | C01 | 21.08.25 |  | C01A | 30.12.25 |  |  |  |  | N | I.F.C | ISO
SS | PB | SB | CCP-W-B115-PI-140-HS-602-1 | HRSG #12 HP DRUM SATURATED STEAM TO SAMPLING SYSTEM | C01 | 21.08.25 |  | C01A | 30.12.25 |  |  |  |  | N | I.F.C | ISO
SS | PB | SB | CCP-W-B115-PI-140-HS-602-2 | HRSG #12 HP DRUM SATURATED STEAM TO SAMPLING SYSTEM | C01 | 21.08.25 |  | C01A | 30.12.25 |  |  |  |  | N | I.F.C | ISO
SS | PB | SB | CCP-W-B115-PI-140-HS-602-3 | HRSG #12 HP DRUM SATURATED STEAM TO SAMPLING SYSTEM | C01 | 21.08.25 |  | C01A | 30.12.25 |  |  |  |  | N | I.F.C | ISO
SS | PB | SB | CCP-W-B115-PI-140-HS-602-4 | HRSG #12 HP DRUM SATURATED STEAM TO SAMPLING SYSTEM | C01 | 21.08.25 |  | C01A | 30.12.25 |  |  |  |  | N | I.F.C | ISO
SS | PB | SB | CCP-W-B115-PI-140-HS-612-1 | HRSG #12 HP SUPERHEATED STEAM TO SAMPLING SYSTEM | C01 | 21.08.25 |  | C01A | 30.12.25 |  |  |  |  | N | I.F.C | ISO
SS | PB | SB | CCP-W-B115-PI-140-HS-612-2 | HRSG #12 HP SUPERHEATED STEAM TO SAMPLING SYSTEM | C01 | 21.08.25 |  | C01A | 30.12.25 |  |  |  |  | N | I.F.C | ISO
SS | PB | SB | CCP-W-B115-PI-140-HS-612-3 | HRSG #12 HP SUPERHEATED STEAM TO SAMPLING SYSTEM | C01 | 21.08.25 |  | C01A | 30.12.25 |  |  |  |  | N | I.F.C | ISO
SS | PB | SB | CCP-W-B115-PI-140-HS-612-4 | HRSG #12 HP SUPERHEATED STEAM TO SAMPLING SYSTEM | C01 | 21.08.25 |  | C01A | 30.12.25 |  |  |  |  | N | I.F.C | ISO
SS | PB | SB | CCP-W-B115-PI-140-LS-601-1 | HRSG #12 LP DRUM SATURED STEAM TO SAMPLING SYSTEM | C01 | 21.08.25 |  | C01A | 30.12.25 |  |  |  |  | N | I.F.C | ISO
SS | PB | SB | CCP-W-B115-PI-140-LS-601-2 | HRSG #12 LP DRUM SATURED STEAM TO SAMPLING SYSTEM | C01 | 21.08.25 |  | C01A | 30.12.25 |  |  |  |  | N | I.F.C | ISO
SS | PB | SB | CCP-W-B115-PI-140-LS-601-3 | HRSG #12 LP DRUM SATURED STEAM TO SAMPLING SYSTEM | C01 | 21.08.25 |  | C01A | 30.12.25 |  |  |  |  | N | I.F.C | ISO
SS | PB | SB | CCP-W-B115-PI-140-LS-601-4 | HRSG #12 LP DRUM SATURED STEAM TO SAMPLING SYSTEM | C01 | 21.08.25 |  | C01A | 30.12.25 |  |  |  |  | N | I.F.C | ISO
SS | PB | SB | CCP-W-B115-PI-140-LS-612-1 | HRSG #12 HP SUPERHEATED STEAM TO SAMPLING SYSTEM | C01 | 21.08.25 |  | C01A | 30.12.25 |  |  |  |  | N | I.F.C | ISO
SS | PB | SB | CCP-W-B115-PI-140-LS-612-2 | HRSG #12 HP SUPERHEATED STEAM TO SAMPLING SYSTEM | C01 | 21.08.25 |  | C01A | 30.12.25 |  |  |  |  | N | I.F.C | ISO
SS | PB | SB | CCP-W-B115-PI-140-LS-612-3 | HRSG #12 HP SUPERHEATED STEAM TO SAMPLING SYSTEM | C01 | 21.08.25 |  | C01A | 30.12.25 |  |  |  |  | N | I.F.C | ISO
SS | PB | SB | CCP-W-B115-PI-140-LS-612-4 | HRSG #12 HP SUPERHEATED STEAM TO SAMPLING SYSTEM | C01 | 21.08.25 |  | C01A | 30.12.25 |  |  |  |  | N | I.F.C | ISO
CD | YARD | LB | CCP-W-B116-PI-140-AI-071-1 | ACC AIR TAKE-OFF LINE TO LRVP SKID A | C01 | 31.01.26 | 도면 추가 | [6 empty] | N | I.F.C | ISO
CD | YARD | LB | CCP-W-B116-PI-140-AI-078-1 | LRVP SKID A TO VENT PIPING | C01 | 31.01.26 | 도면 추가 | [6 empty] | N | I.F.C | ISO
CD | YARD | LB | CCP-W-B116-PI-140-AI-081-1 | ACC AIR TAKE-OFF LINE TO LRVP SKID B | C01 | 31.01.26 | 도면 추가 | [6 empty] | N | I.F.C | ISO
CD | YARD | LB | CCP-W-B116-PI-140-AI-088-1 | LRVP SKID B TO VENT PIPING | C01 | 31.01.26 | 도면 추가 | [6 empty] | N | I.F.C | ISO
CD | YARD | LB | CCP-W-B116-PI-140-AI-091-1 | ACC AIR TAKE-OFF LINE TO LRVP SKID C | C01 | 31.01.26 | 도면 추가 | [6 empty] | N | I.F.C | ISO
CD | YARD | LB | CCP-W-B116-PI-140-AI-098-1 | LRVP SKID C TO VENT PIPING | C01 | 31.01.26 | 도면 추가 | [6 empty] | N | I.F.C | ISO
CD | YARD | LB | CCP-W-B116-PI-140-AI-164-1 | MAIN AIR TAKE-OFF LINE TO VACUUM SKIDS | C01 | 31.01.26 | 도면 추가 | [6 empty] | N | I.F.C | ISO
CD | YARD | LB | CCP-W-B116-PI-140-AI-164-2 | MAIN AIR TAKE-OFF LINE TO VACUUM SKIDS | C01 | 31.01.26 | 도면 추가 | [6 empty] | N | I.F.C | ISO
CD | YARD | LB | CCP-W-B116-PI-140-LC-431-1 | CONDENSATE TANK TO WASTE | C01 | 31.01.26 | 도면 추가 | [6 empty] | N | I.F.C | ISO
CD | YARD | SB | CCP-W-B116-PI-140-ST-475-1 | CONDENSER VACUUM PUMP DRAIN | C01 | 25.08.25 |  | C01A | 30.12.25 |  |  |  |  | N | I.F.C | ISO
CD | YARD | SB | CCP-W-B116-PI-140-ST-485-1 | CONDENSER VACUUM PUMP DRAIN | C01 | 25.08.25 |  | C01A | 30.12.25 |  |  |  |  | N | I.F.C | ISO
CD | YARD | SB | CCP-W-B116-PI-140-ST-495-1 | CONDENSER VACUUM PUMP DRAIN | C01 | 25.08.25 |  | C01A | 30.12.25 |  |  |  |  | N | I.F.C | ISO
HP | PB | LB | CCP-W-B126-PI-140-HS-001-1 | #11 HRSG HP SUPERHEATER TP TO #11 HRSG HP SUPERHEATER NRV | C01 | 28.03.25 | FE 전후단 길이 | C01A | 06.02.26 |  |  |  |  | N | I.F.C | ISO
HP | PB | LB | CCP-W-B126-PI-140-HS-001-2 | #11 HRSG HP SUPERHEATER TP TO #11 HRSG HP SUPERHEATER NRV | C01 | 28.03.25 |  | C01A | 06.02.26 |  |  |  |  | N | I.F.C | ISO
HP | PB | LB | CCP-W-B126-PI-140-HS-002-1 | #12 HRSG HP SUPERHEATER TP TO #12 HRSG HP SUPERHEATER NRV | C01 | 28.03.25 | FE 전후단 길이 | C01A | 06.02.26 |  |  |  |  | N | I.F.C | ISO
HP | PB | LB | CCP-W-B126-PI-140-HS-002-2 | #12 HRSG HP SUPERHEATER TP TO #12 HRSG HP SUPERHEATER NRV | C01 | 28.03.25 |  | C01A | 06.02.26 |  |  |  |  | N | I.F.C | ISO
HP | PB | LB | CCP-W-B126-PI-140-HS-003-1 | #11 HRSG HP STEAM HEADER TO #11 HP BYPASS VALVE UPSTREAM | C01 | 28.03.25 |  | C01A | 06.02.26 |  |  |  |  | N | I.F.C | ISO
HP | PB | LB | CCP-W-B126-PI-140-HS-003-2 | #11 HRSG HP STEAM HEADER TO #11 HP BYPASS VALVE UPSTREAM | C01 | 28.03.25 |  | C01A | 06.02.26 |  |  |  |  | N | I.F.C | ISO
HP | PB | LB | CCP-W-B126-PI-140-HS-003-3 | #11 HRSG HP STEAM HEADER TO #11 HP BYPASS VALVE UPSTREAM | C01 | 28.03.25 |  | C01A | 06.02.26 |  |  |  |  | N | I.F.C | ISO
HP | PB / YARD | LB | CCP-W-B126-PI-140-HS-003-4 | #11 HRSG HP STEAM HEADER TO #11 HP BYPASS VALVE UPSTREAM | C01 | 28.03.25 |  | C01A | 06.02.26 |  |  |  |  | N | I.F.C | ISO
HP | PB | LB | CCP-W-B126-PI-140-HS-004-1 | #12 HRSG HP STEAM HEADER TO #12 HP BYPASS VALVE UPSTREAM | C01 | 28.03.25 |  | C01A | 06.02.26 |  |  |  |  | N | I.F.C | ISO
HP | PB | LB | CCP-W-B126-PI-140-HS-004-2 | #12 HRSG HP STEAM HEADER TO #12 HP BYPASS VALVE UPSTREAM | C01 | 28.03.25 |  | C01A | 06.02.26 |  |  |  |  | N | I.F.C | ISO
HP | PB / YARD | LB | CCP-W-B126-PI-140-HS-004-3 | #12 HRSG HP STEAM HEADER TO #12 HP BYPASS VALVE UPSTREAM | C01 | 28.03.25 |  | C01A | 06.02.26 |  |  |  |  | N | I.F.C | ISO
HP | YARD | LB | CCP-W-B126-PI-140-HS-005-1 | #11 HP BYPASS VALVE DOWNSTREAM TO #1 ACC DUCT | C01 | 28.03.25 |  | C01A | 06.02.26 |  |  |  |  | N | I.F.C | ISO
HP | YARD | LB | CCP-W-B126-PI-140-HS-006-1 | #12 HP BYPASS VALVE DOWNSTREAM TO #1 ACC DUCT | C01 | 28.03.25 |  | C01A | 06.02.26 |  |  |  |  | N | I.F.C | ISO
HP | PB | LB | CCP-W-B126-PI-140-HS-011-1 | #11 HRSG HP STEAM HEADER TO COMMON HP STEAM HEADER | C01 | 28.03.25 |  | C01A | 06.02.26 |  |  |  |  | N | I.F.C | ISO
HP | PB | LB | CCP-W-B126-PI-140-HS-011-2 | #11 HRSG HP STEAM HEADER TO COMMON HP STEAM HEADER | C01 | 28.03.25 |  | C01A | 06.02.26 |  |  |  |  | N | I.F.C | ISO
HP | PB | LB | CCP-W-B126-PI-140-HS-012-1 | #12 HRSG HP STEAM HEADER TO COMMON HP STEAM HEADER | C01 | 28.03.25 |  | C01A | 06.02.26 |  |  |  |  | N | I.F.C | ISO
HP | PB | LB | CCP-W-B126-PI-140-HS-021-1 | COMMON HP STEAM HEADER | C01 | 28.03.25 |  | C01A | 06.02.26 | INTERNALLY C01B |  |  |  | N | I.F.C | ISO
HP | PB | LB | CCP-W-B126-PI-140-HS-021-2 | COMMON HP STEAM HEADER | C01 | 28.03.25 |  | C01A | 06.02.26 |  |  |  |  | N | I.F.C | ISO
HP | PB | LB | CCP-W-B126-PI-140-HS-021-3 | COMMON HP STEAM HEADER | C01 | 28.03.25 |  | C01A | 06.02.26 |  |  |  |  | N | I.F.C | ISO
HP | PB | LB | CCP-W-B126-PI-140-HS-022-1 | COMMON HP STEAM HEADER TO AUX. PRDS CONTROL VALVE | C01 | 28.03.25 | SUPPORT LOCATION 및 TYPE 미확정 | [6 empty] | N | I.F.C | ISO
HP | PB | LB | CCP-W-B126-PI-140-HS-022-2 | COMMON HP STEAM HEADER TO AUX. PRDS CONTROL VALVE | C01 | 28.03.25 | SUPPORT LOCATION 및 TYPE 미확정 | C01A | 06.02.26 | INTERNALLY C01B |  |  |  | N | I.F.C | ISO
HP | PB | SB | CCP-W-B126-PI-140-HS-023-1 | AUX.STEAM SUPPLYING LINE TO AUX. PRDS CONTROL VALVE (SMALL) | C01 | 08.08.25 |  | C01A | 30.12.25 |  |  |  |  | N | I.F.C | ISO
HP | PB | LB | CCP-W-B126-PI-140-HS-031-1 | COMMON HP STEAM HEADER TO STEAM TURBINE HP MAIN STOP VALVE A | C01 | 28.03.25 |  | C01A | 06.02.26 |  |  |  |  | N | I.F.C | ISO
HP | PB | LB | CCP-W-B126-PI-140-HS-032-1 | COMMON HP STEAM HEADER TO STEAM TURBINE HP MAIN STOP VALVE B | C01 | 28.03.25 | STG INTERNAL PIPING과 간섭 | C01A | 06.02.26 |  |  |  |  | N | I.F.C | ISO
CD | YARD | LB | CCP-W-B126-PI-140-LC-001-1 | WATER SPRAY HEADER TO SPRAY FOR HP BYPASS SYSTEM (UNIT #11) | C01 | 10.04.25 |  | C01A | 31.01.26 | 6"-LC-B1-29/033-FB1-HT에서 LINE NO. 분리=> 6"-LC-B1-26/001-FB1-HT 추가 |  |  |  | N | I.F.C | ISO
CD | YARD | LB | CCP-W-B126-PI-140-LC-002-1 | WATER SPRAY HEADER TO SPRAY FOR HP BYPASS SYSTEM (UNIT #12) | C01 | 10.04.25 |  | C01A | 31.01.26 | 6"-LC-B1-29/034-FB1-HT에서 LINE NO. 분리=> 6"-LC-B1-26/002-FB1-HT 추가 |  |  |  | N | I.F.C | ISO
CD | YARD | LB | CCP-W-B126-PI-140-LC-003-1 | #11 HP BYPASS VALVE SPRAY TEMP. CTRL VALVE TO #11 HP BYPASS ATTEMPERATOR | C01 | 10.04.25 |  | C01A | 31.01.26 |  |  |  |  | N | I.F.C | ISO
CD | YARD | LB | CCP-W-B126-PI-140-LC-004-1 | #12 HP BYPASS VALVE SPRAY TEMP. CTRL VALVE TO #12 HP BYPASS ATTEMPERATOR | C01 | 10.04.25 |  | C01A | 31.01.26 |  |  |  |  | N | I.F.C | ISO
HP | PB | SB | CCP-W-B126-PI-140-ST-013-1 | HRSG HP STEAM HEADER BYPASS | C01 | 08.08.25 |  | C01A | 30.12.25 |  |  |  |  | N | I.F.C | ISO
HP | PB | SB | CCP-W-B126-PI-140-ST-014-1 | HRSG HP STEAM HEADER BYPASS | C01 | 08.08.25 |  | C01A | 30.12.25 |  |  |  |  | N | I.F.C | ISO
HP | PB | LB | CCP-W-B126-PI-140-ST-401-1 | #11 HRSG HP STEAM HEADER DRAIN DRIP POT | C01 | 28.03.25 | [7 empty] | N | I.F.C | ISO
HP | PB | SB | CCP-W-B126-PI-140-ST-402-1 | #11 HRSG HP STEAM DRAIN DRIP POT TO #11 HRSG HP STEAM TRAP | C01 | 08.08.25 |  | C01A | 30.12.25 |  |  |  |  | N | I.F.C | ISO
HP | PB | SB | CCP-W-B126-PI-140-ST-403-1 | #11 HRSG HP STEAM DRAIN DRIP POT TO #11 HRSG HP STEAM TRAP BYPASS | C01 | 08.08.25 |  | C01A | 30.12.25 |  |  |  |  | N | I.F.C | ISO
HP | PB | SB | CCP-W-B126-PI-140-ST-404-1 | #11 HRSG HP STEAM TRAP TO #11 HRSG BLOWDOWN TANK | C01 | 08.08.25 |  | C01A | 30.12.25 |  |  |  |  | N | I.F.C | ISO
HP | PB | SB | CCP-W-B126-PI-140-ST-404-2 | #11 HRSG HP STEAM TRAP TO #11 HRSG BLOWDOWN TANK | C01 | 08.08.25 |  | C01A | 30.12.25 |  |  |  |  | N | I.F.C | ISO
HP | PB | SB | CCP-W-B126-PI-140-ST-404-2 | #11 HRSG HP STEAM TRAP TO #11 HRSG BLOWDOWN TANK | C01 | 08.08.25 |  | C01A | 30.12.25 |  |  |  |  | N | I.F.C | ISO
HP | PB | SB | CCP-W-B126-PI-140-ST-405-1 | #11 HRSG HP STEAM DRAIN DRIP POT TO DRAIN DRIP POT EMPTYING CAP | C01 | 08.08.25 |  | C01A | 30.12.25 |  |  |  |  | N | I.F.C | ISO
HP | PB | LB | CCP-W-B126-PI-140-ST-406-1 | #12 HRSG HP STEAM HEADER DRAIN DRIP POT | C01 | 28.03.25 | [7 empty] | N | I.F.C | ISO
HP | PB | SB | CCP-W-B126-PI-140-ST-407-1 | #12 HRSG HP STEAM DRAIN DRIP POT TO #12 HRSG HP STEAM TRAP | C01 | 08.08.25 |  | C01A | 30.12.25 |  |  |  |  | N | I.F.C | ISO
HP | PB | SB | CCP-W-B126-PI-140-ST-408-1 | #12 HRSG HP STEAM DRAIN DRIP POT TO #12 HRSG HP STEAM TRAP BYPASS | C01 | 08.08.25 |  | C01A | 30.12.25 |  |  |  |  | N | I.F.C | ISO
HP | PB | SB | CCP-W-B126-PI-140-ST-409-1 | #12 HRSG HP STEAM TRAP TO #12 HRSG BLOWDOWN TANK | C01 | 08.08.25 |  | C01A | 30.12.25 |  |  |  |  | N | I.F.C | ISO
HP | PB | SB | CCP-W-B126-PI-140-ST-409-2 | #12 HRSG HP STEAM TRAP TO #12 HRSG BLOWDOWN TANK | C01 | 08.08.25 |  | C01A | 30.12.25 |  |  |  |  | N | I.F.C | ISO
HP | PB | SB | CCP-W-B126-PI-140-ST-409-2 | #12 HRSG HP STEAM TRAP TO #12 HRSG BLOWDOWN TANK | C01 | 08.08.25 |  | C01A | 30.12.25 |  |  |  |  | N | I.F.C | ISO
HP | PB | SB | CCP-W-B126-PI-140-ST-410-1 | #12 HRSG HP STEAM DRAIN DRIP POT TO DRAIN DRIP POT EMPTYING CAP | C01 | 08.08.25 |  | C01A | 30.12.25 |  |  |  |  | N | I.F.C | ISO
HP | PB | LB | CCP-W-B126-PI-140-ST-411-1 | #11 HRSG HP STEAM BYPASS LINE DRAIN DRIP POT | C01 | 28.03.25 | [7 empty] | N | I.F.C | ISO
HP | PB | SB | CCP-W-B126-PI-140-ST-412-1 | #11 HRSG HP STEAM DRAIN DRIP POT TO #11 HRSG HP STEAM TRAP | C01 | 08.08.25 |  | C01A | 30.12.25 |  |  |  |  | N | I.F.C | ISO
HP | PB | SB | CCP-W-B126-PI-140-ST-413-1 | #11 HRSG HP STEAM DRAIN DRIP POT TO #11 HRSG HP STEAM TRAP BYPASS | C01 | 08.08.25 |  | C01A | 30.12.25 |  |  |  |  | N | I.F.C | ISO
HP | PB | SB | CCP-W-B126-PI-140-ST-414-1 | #11 HRSG HP STEAM TRAP TO #11 HRSG BLOWDOWN TANK | C01 | 08.08.25 |  | C01A | 30.12.25 |  |  |  |  | N | I.F.C | ISO
HP | PB | SB | CCP-W-B126-PI-140-ST-414-2 | #11 HRSG HP STEAM TRAP TO #11 HRSG BLOWDOWN TANK | C01 | 08.08.25 |  | C01A | 30.12.25 |  |  |  |  | N | I.F.C | ISO
HP | PB | SB | CCP-W-B126-PI-140-ST-414-3 | #11 HRSG HP STEAM TRAP TO #11 HRSG BLOWDOWN TANK | C01 | 08.08.25 |  | C01A | 30.12.25 |  |  |  |  | N | I.F.C | ISO
HP | PB | SB | CCP-W-B126-PI-140-ST-414-4 | #11 HRSG HP STEAM TRAP TO #11 HRSG BLOWDOWN TANK | C01 | 08.08.25 |  | C01A | 30.12.25 |  |  |  |  | N | I.F.C | ISO
HP | PB | SB | CCP-W-B126-PI-140-ST-415-1 | #11 HRSG HP STEAM DRAIN DRIP POT TO DRAIN DRIP POT EMPTYING CAP | C01 | 08.08.25 |  | C01A | 30.12.25 |  |  |  |  | N | I.F.C | ISO
HP | PB | LB | CCP-W-B126-PI-140-ST-416-1 | #12 HRSG HP STEAM BYPASS LINE DRAIN DRIP POT | C01 | 28.03.25 | [7 empty] | N | I.F.C | ISO
HP | PB | SB | CCP-W-B126-PI-140-ST-417-1 | #12 HRSG HP STEAM DRAIN DRIP POT TO #12 HRSG HP STEAM TRAP | C01 | 08.08.25 |  | C01A | 30.12.25 |  |  |  |  | N | I.F.C | ISO
HP | PB | SB | CCP-W-B126-PI-140-ST-418-1 | #12 HRSG HP STEAM DRAIN DRIP POT TO #12 HRSG HP STEAM TRAP BYPASS | C01 | 08.08.25 |  | C01A | 30.12.25 |  |  |  |  | N | I.F.C | ISO
HP | PB | SB | CCP-W-B126-PI-140-ST-419-1 | #12 HRSG HP STEAM TRAP TO #12 HRSG BLOWDOWN TANK | C01 | 08.08.25 |  | C01A | 30.12.25 |  |  |  |  | N | I.F.C | ISO
HP | PB | SB | CCP-W-B126-PI-140-ST-419-2 | #12 HRSG HP STEAM TRAP TO #12 HRSG BLOWDOWN TANK | C01 | 08.08.25 |  | C01A | 30.12.25 |  |  |  |  | N | I.F.C | ISO
HP | PB | SB | CCP-W-B126-PI-140-ST-419-3 | #12 HRSG HP STEAM TRAP TO #12 HRSG BLOWDOWN TANK | C01 | 08.08.25 |  | C01A | 30.12.25 |  |  |  |  | N | I.F.C | ISO
HP | PB | SB | CCP-W-B126-PI-140-ST-419-4 | #12 HRSG HP STEAM TRAP TO #12 HRSG BLOWDOWN TANK | C01 | 08.08.25 |  | C01A | 30.12.25 |  |  |  |  | N | I.F.C | ISO
HP | PB | SB | CCP-W-B126-PI-140-ST-420-1 | #12 HRSG HP STEAM DRAIN DRIP POT TO DRAIN DRIP POT EMPTYING CAP | C01 | 08.08.25 |  | C01A | 30.12.25 |  |  |  |  | N | I.F.C | ISO
HP | PB | SB | CCP-W-B126-PI-140-ST-421-1 | #11 HRSG HP STEAM HEADER TO #11 HRSG HP STEAM DRAIN V/V | C01 | 08.08.25 |  | C01A | 30.12.25 |  |  |  |  | N | I.F.C | ISO
HP | PB | SB | CCP-W-B126-PI-140-ST-422-1 | #11 HRSG HP STEAM DRAIN V/V TO ATM. FLASH TANK HP STEAM MANIFOLD | C01 | 08.08.25 |  | C01A | 30.12.25 |  |  |  |  | N | I.F.C | ISO
HP | PB | SB | CCP-W-B126-PI-140-ST-422-2 | #11 HRSG HP STEAM DRAIN V/V TO ATM. FLASH TANK HP STEAM MANIFOLD | C01 | 08.08.25 |  | C01A | 30.12.25 |  |  |  |  | N | I.F.C | ISO
HP | PB | SB | CCP-W-B126-PI-140-ST-422-3 | #11 HRSG HP STEAM DRAIN V/V TO ATM. FLASH TANK HP STEAM MANIFOLD | C01 | 08.08.25 |  | C01A | 30.12.25 |  |  |  |  | N | I.F.C | ISO
HP | PB | SB | CCP-W-B126-PI-140-ST-422-4 | #11 HRSG HP STEAM DRAIN V/V TO ATM. FLASH TANK HP STEAM MANIFOLD | C01 | 08.08.25 |  | C01A | 30.12.25 |  |  |  |  | N | I.F.C | ISO
HP | PB | SB | CCP-W-B126-PI-140-ST-423-1 | #12 HRSG HP STEAM HEADER TO #12 HRSG HP STEAM DRAIN V/V | C01 | 08.08.25 |  | C01A | 30.12.25 |  |  |  |  | N | I.F.C | ISO
HP | PB | SB | CCP-W-B126-PI-140-ST-424-1 | #12 HRSG HP STEAM DRAIN V/V TO ATM. FLASH TANK HP STEAM MANIFOLD | C01 | 08.08.25 |  | C01A | 30.12.25 |  |  |  |  | N | I.F.C | ISO
HP | PB | SB | CCP-W-B126-PI-140-ST-424-2 | #12 HRSG HP STEAM DRAIN V/V TO ATM. FLASH TANK HP STEAM MANIFOLD | C01 | 08.08.25 |  | C01A | 30.12.25 |  |  |  |  | N | I.F.C | ISO
HP | PB | SB | CCP-W-B126-PI-140-ST-424-3 | #12 HRSG HP STEAM DRAIN V/V TO ATM. FLASH TANK HP STEAM MANIFOLD | C01 | 08.08.25 |  | C01A | 30.12.25 |  |  |  |  | N | I.F.C | ISO
HP | PB | LB | CCP-W-B126-PI-140-ST-425-1 | #11 HRSG HP STEAM HEADER DRAIN DRIP POT | C01 | 28.03.25 | [7 empty] | N | I.F.C | ISO
HP | PB | SB | CCP-W-B126-PI-140-ST-426-1 | #11 HRSG HP STEAM DRAIN DRIP POT TO ATM. FLASH TANK HP STEAM MANIFOLD | C01 | 08.08.25 |  | C01A | 30.12.25 |  |  |  |  | N | I.F.C | ISO
HP | PB | SB | CCP-W-B126-PI-140-ST-426-2 | #11 HRSG HP STEAM DRAIN DRIP POT TO ATM. FLASH TANK HP STEAM MANIFOLD | C01 | 08.08.25 |  | C01A | 30.12.25 |  |  |  |  | N | I.F.C | ISO
HP | PB | SB | CCP-W-B126-PI-140-ST-426-3 | #11 HRSG HP STEAM DRAIN DRIP POT TO ATM. FLASH TANK HP STEAM MANIFOLD | C01 | 08.08.25 |  | C01A | 30.12.25 |  |  |  |  | N | I.F.C | ISO
HP | PB | SB | CCP-W-B126-PI-140-ST-426-4 | #11 HRSG HP STEAM DRAIN DRIP POT TO ATM. FLASH TANK HP STEAM MANIFOLD | C01 | 08.08.25 |  | C01A | 30.12.25 |  |  |  |  | N | I.F.C | ISO
HP | PB | SB | CCP-W-B126-PI-140-ST-427-1 | #11 HRSG HP STEAM DRAIN DRIP POT TO DRAIN DRIP POT EMPTYING CAP | C01 | 08.08.25 |  | C01A | 30.12.25 |  |  |  |  | N | I.F.C | ISO
HP | YARD | SB | CCP-W-B126-PI-140-ST-431-1 | #11 HRSG HP BYPASS VALVE BODY TO ATM. FLASH TANK HP STEAM MANIFOLD | C01 | 08.08.25 |  | C01A | 30.12.25 |  |  |  |  | N | I.F.C | ISO
HP | YARD | SB | CCP-W-B126-PI-140-ST-431-2 | #11 HRSG HP BYPASS VALVE BODY TO ATM. FLASH TANK HP STEAM MANIFOLD | C01 | 08.08.25 |  | C01A | 30.12.25 |  |  |  |  | N | I.F.C | ISO
HP | YARD | SB | CCP-W-B126-PI-140-ST-431-3 | #11 HRSG HP BYPASS VALVE BODY TO ATM. FLASH TANK HP STEAM MANIFOLD | C01 | 08.08.25 |  | C01A | 30.12.25 |  |  |  |  | N | I.F.C | ISO
HP | PB | SB | CCP-W-B126-PI-140-ST-431-4 | #11 HRSG HP BYPASS VALVE BODY TO ATM. FLASH TANK HP STEAM MANIFOLD | C01 | 08.08.25 |  | C01A | 30.12.25 |  |  |  |  | N | I.F.C | ISO
HP | PB | SB | CCP-W-B126-PI-140-ST-431-5 | #11 HRSG HP BYPASS VALVE BODY TO ATM. FLASH TANK HP STEAM MANIFOLD | C01 | 08.08.25 |  | C01A | 30.12.25 |  |  |  |  | N | I.F.C | ISO
HP | YARD | SB | CCP-W-B126-PI-140-ST-432-1 | #11 HRSG HP BYPASS WARM-UP TO #11 HRSG HP BYPASS WARM-UP | C01 | 08.08.25 |  | C01A | 30.12.25 |  |  |  |  | N | I.F.C | ISO
HP | YARD | SB | CCP-W-B126-PI-140-ST-433-1 | #12 HRSG HP BYPASS VALVE BODY TO ATM. FLASH TANK HP STEAM MANIFOLD | C01 | 08.08.25 |  | C01A | 30.12.25 |  |  |  |  | N | I.F.C | ISO
HP | YARD | SB | CCP-W-B126-PI-140-ST-433-2 | #12 HRSG HP BYPASS VALVE BODY TO ATM. FLASH TANK HP STEAM MANIFOLD | C01 | 08.08.25 |  | C01A | 30.12.25 |  |  |  |  | N | I.F.C | ISO
HP | YARD | SB | CCP-W-B126-PI-140-ST-433-3 | #12 HRSG HP BYPASS VALVE BODY TO ATM. FLASH TANK HP STEAM MANIFOLD | C01 | 08.08.25 |  | C01A | 30.12.25 |  |  |  |  | N | I.F.C | ISO
HP | PB | SB | CCP-W-B126-PI-140-ST-433-4 | #12 HRSG HP BYPASS VALVE BODY TO ATM. FLASH TANK HP STEAM MANIFOLD | C01 | 08.08.25 |  | C01A | 30.12.25 |  |  |  |  | N | I.F.C | ISO
HP | PB | SB | CCP-W-B126-PI-140-ST-433-5 | #12 HRSG HP BYPASS VALVE BODY TO ATM. FLASH TANK HP STEAM MANIFOLD | C01 | 08.08.25 |  | C01A | 30.12.25 |  |  |  |  | N | I.F.C | ISO
HP | YARD | SB | CCP-W-B126-PI-140-ST-434-1 | #12 HRSG HP BYPASS WARM-UP TO #12 HRSG HP BYPASS WARM-UP | C01 | 08.08.25 |  | C01A | 30.12.25 |  |  |  |  | N | I.F.C | ISO
HP | PB | LB | CCP-W-B126-PI-140-ST-435-1 | HP STEAM HEADER TO STEAM TURBINE MSV A TO ATM. FLASH TANK HP STEAM HEADER | C01 | 28.03.25 | ATM.FLASH TANK AREA PIT ELEVATION 미확정 | C01A | 06.02.26 |  |  |  |  | N | I.F.C | ISO
HP | PB | LB | CCP-W-B126-PI-140-ST-435-2 | HP STEAM HEADER TO STEAM TURBINE MSV A TO ATM. FLASH TANK HP STEAM HEADER | C01 | 28.03.25 | ATM.FLASH TANK AREA PIT ELEVATION 미확정 | C01A | 06.02.26 |  |  |  |  | N | I.F.C | ISO
HP | PB | LB | CCP-W-B126-PI-140-ST-436-1 | HP STEAM HEADER TO STEAM TURBINE MSV B TO ATM. FLASH TANK HP STEAM HEADER | C01 | 28.03.25 | ATM.FLASH TANK AREA PIT ELEVATION 미확정 | [6 empty] | N | I.F.C | ISO
HP | PB | SB | CCP-W-B126-PI-140-ST-437-1 | STEAM TURBINE MSV A TO ATM. FLASH TANK HP STEAM MANIFOLD | C01 | 08.08.25 |  | C01A | 30.12.25 |  |  |  |  | N | I.F.C | ISO
HP | PB | SB | CCP-W-B126-PI-140-ST-438-1 | STEAM TURBINE MSV B TO ATM. FLASH TANK HP STEAM MANIFOLD | C01 | 08.08.25 |  | C01A | 30.12.25 |  |  |  |  | N | I.F.C | ISO
HP | PB | LB | CCP-W-B126-PI-140-ST-441-1 | #11 HRSG HP STEAM BYPASS LINE DRAIN DRIP POT | C01 | 28.03.25 | [7 empty] | N | I.F.C | ISO
HP | PB | SB | CCP-W-B126-PI-140-ST-442-1 | #11 HRSG HP STEAM DRAIN DRIP POT TO #11 HRSG HP STEAM TRAP | C01 | 08.08.25 |  | C01A | 30.12.25 |  |  |  |  | N | I.F.C | ISO
HP | PB | SB | CCP-W-B126-PI-140-ST-443-1 | #11 HRSG HP STEAM DRAIN DRIP POT TO #11 HRSG HP STEAM TRAP BYPASS | C01 | 08.08.25 |  | C01A | 30.12.25 |  |  |  |  | N | I.F.C | ISO
HP | PB | SB | CCP-W-B126-PI-140-ST-444-1 | #11 HRSG HP STEAM TRAP TO ATM. FLASH TANK HP STEAM MANIFOLD | C01 | 08.08.25 |  | C01A | 30.12.25 |  |  |  |  | N | I.F.C | ISO
HP | PB | SB | CCP-W-B126-PI-140-ST-444-2 | #11 HRSG HP STEAM TRAP TO ATM. FLASH TANK HP STEAM MANIFOLD | C01 | 08.08.25 |  | C01A | 30.12.25 |  |  |  |  | N | I.F.C | ISO
HP | PB | SB | CCP-W-B126-PI-140-ST-444-3 | #11 HRSG HP STEAM TRAP TO ATM. FLASH TANK HP STEAM MANIFOLD | C01 | 08.08.25 |  | C01A | 30.12.25 |  |  |  |  | N | I.F.C | ISO
HP | PB | SB | CCP-W-B126-PI-140-ST-444-4 | #11 HRSG HP STEAM TRAP TO ATM. FLASH TANK HP STEAM MANIFOLD | C01 | 08.08.25 |  | C01A | 30.12.25 |  |  |  |  | N | I.F.C | ISO
HP | PB | SB | CCP-W-B126-PI-140-ST-445-1 | #11 HRSG HP STEAM DRAIN DRIP POT TO DRAIN DRIP POT EMPTYING CAP | C01 | 08.08.25 |  | C01A | 30.12.25 |  |  |  |  | N | I.F.C | ISO
HP | YARD | LB | CCP-W-B126-PI-140-ST-451-1 | #11 HRSG HP STEAM BYPASS LINE DRAIN DRIP POT | C01 | 28.03.25 |  | C01A | 06.02.26 |  |  |  |  | N | I.F.C | ISO
HP | YARD | SB | CCP-W-B126-PI-140-ST-452-1 | #11 HRSG HP STEAM DRAIN DRIP POT TO #11 HRSG HP STEAM TRAP | C01 | 08.08.25 |  | C01A | 30.12.25 |  |  |  |  | N | I.F.C | ISO
HP | YARD | SB | CCP-W-B126-PI-140-ST-453-1 | #11 HRSG HP STEAM DRAIN DRIP POT TO #11 HRSG HP STEAM TRAP BYPASS | C01 | 08.08.25 |  | C01A | 30.12.25 |  |  |  |  | N | I.F.C | ISO
HP | YARD | SB | CCP-W-B126-PI-140-ST-454-1 | #11 HRSG HP STEAM TRAP TO ATM. FLASH TANK HP STEAM MANIFOLD | C01 | 08.08.25 |  | C01A | 30.12.25 |  |  |  |  | N | I.F.C | ISO
HP | YARD | SB | CCP-W-B126-PI-140-ST-454-2 | #11 HRSG HP STEAM TRAP TO ATM. FLASH TANK HP STEAM MANIFOLD | C01 | 08.08.25 |  | C01A | 30.12.25 |  |  |  |  | N | I.F.C | ISO
HP | YARD | SB | CCP-W-B126-PI-140-ST-454-3 | #11 HRSG HP STEAM TRAP TO ATM. FLASH TANK HP STEAM MANIFOLD | C01 | 08.08.25 |  | C01A | 30.12.25 |  |  |  |  | N | I.F.C | ISO
HP | PB | SB | CCP-W-B126-PI-140-ST-454-4 | #11 HRSG HP STEAM TRAP TO ATM. FLASH TANK HP STEAM MANIFOLD | C01 | 08.08.25 |  | C01A | 30.12.25 |  |  |  |  | N | I.F.C | ISO
HP | PB | SB | CCP-W-B126-PI-140-ST-454-5 | #11 HRSG HP STEAM TRAP TO ATM. FLASH TANK HP STEAM MANIFOLD | C01 | 08.08.25 |  | C01A | 30.12.25 |  |  |  |  | N | I.F.C | ISO
HP | YARD | SB | CCP-W-B126-PI-140-ST-455-1 | #11 HRSG HP STEAM DRAIN DRIP POT TO DRAIN DRIP POT EMPTYING CAP | C01 | 08.08.25 |  | C01A | 30.12.25 |  |  |  |  | N | I.F.C | ISO
HP | YARD | LB | CCP-W-B126-PI-140-ST-481-1 | #12 HRSG HP STEAM BYPASS LINE DRAIN DRIP POT | C01 | 28.03.25 |  | C01A | 06.02.26 |  |  |  |  | N | I.F.C | ISO
HP | YARD | SB | CCP-W-B126-PI-140-ST-482-1 | #12 HRSG HP STEAM DRAIN DRIP POT TO #12 HRSG HP STEAM TRAP | C01 | 08.08.25 |  | C01A | 30.12.25 |  |  |  |  | N | I.F.C | ISO
HP | YARD | SB | CCP-W-B126-PI-140-ST-483-1 | #12 HRSG HP STEAM DRAIN DRIP POT TO #12 HRSG HP STEAM TRAP BYPASS | C01 | 08.08.25 |  | C01A | 30.12.25 |  |  |  |  | N | I.F.C | ISO
HP | YARD | SB | CCP-W-B126-PI-140-ST-484-1 | #12 HRSG HP STEAM TRAP TO ATM. FLASH TANK HP STEAM MANIFOLD | C01 | 08.08.25 |  | C01A | 30.12.25 |  |  |  |  | N | I.F.C | ISO
HP | YARD | SB | CCP-W-B126-PI-140-ST-484-2 | #12 HRSG HP STEAM TRAP TO ATM. FLASH TANK HP STEAM MANIFOLD | C01 | 08.08.25 |  | C01A | 30.12.25 |  |  |  |  | N | I.F.C | ISO
HP | YARD | SB | CCP-W-B126-PI-140-ST-484-3 | #12 HRSG HP STEAM TRAP TO ATM. FLASH TANK HP STEAM MANIFOLD | C01 | 08.08.25 |  | C01A | 30.12.25 |  |  |  |  | N | I.F.C | ISO
HP | PB | SB | CCP-W-B126-PI-140-ST-484-4 | #12 HRSG HP STEAM TRAP TO ATM. FLASH TANK HP STEAM MANIFOLD | C01 | 08.08.25 |  | C01A | 30.12.25 |  |  |  |  | N | I.F.C | ISO
HP | PB | SB | CCP-W-B126-PI-140-ST-484-5 | #12 HRSG HP STEAM TRAP TO ATM. FLASH TANK HP STEAM MANIFOLD | C01 | 08.08.25 |  | C01A | 30.12.25 |  |  |  |  | N | I.F.C | ISO
HP | YARD | SB | CCP-W-B126-PI-140-ST-485-1 | #12 HRSG HP STEAM DRAIN DRIP POT TO DRAIN DRIP POT EMPTYING CAP | C01 | 08.08.25 |  | C01A | 30.12.25 |  |  |  |  | N | I.F.C | ISO
HP | PB | SB | CCP-W-B126-PI-140-ST-495-1 | COMMON HP STEAM DRAIN DRIP POT TO DRAIN DRIP POT EMPTYING CAP | C01 | 08.08.25 |  | C01A | 30.12.25 |  |  |  |  | N | I.F.C | ISO
HP | PB | SB | CCP-W-B126-PI-140-ST-496-1 | N2 GAS DISTRIBUTION TO DRAIN DRIP POT EMPTYING CAP | C01 | 08.08.25 |  | C01A | 30.12.25 |  |  |  |  | N | I.F.C | ISO
HP | PB | SB | CCP-W-B126-PI-140-ST-497-1 | HRSG HP STEAM DRAIN V/V TO ATM. FLASH TANK HP STEAM MANIFOLD | C01 | 08.08.25 |  | C01A | 30.12.25 |  |  |  |  | N | I.F.C | ISO
HP | PB | SB | CCP-W-B126-PI-140-ST-497-2 | HRSG HP STEAM DRAIN V/V TO ATM. FLASH TANK HP STEAM MANIFOLD | C01 | 08.08.25 |  | C01A | 30.12.25 |  |  |  |  | N | I.F.C | ISO
CD | YARD | SB | CCP-W-B127-PI-140-LC-013-1 | LP BYPASS VALVE SPRAY TEMP. CONTROL VALVE TO LP BYPASS ATTEMPERATOR | C01 | 25.08.25 |  | C01A | 30.12.25 |  |  |  |  | N | I.F.C | ISO
CD | YARD | SB | CCP-W-B127-PI-140-LC-014-1 | LP BYPASS VALVE SPRAY TEMP. CONTROL VALVE TO LP BYPASS ATTEMPERATOR | C01 | 25.08.25 |  | C01A | 30.12.25 |  |  |  |  | N | I.F.C | ISO
LP | PB | LB | CCP-W-B127-PI-140-LS-001-1 | #11 HRSG LP SUPERHEATER TP TO #11 HRSG LP SUPERHEATER NRV | C01 | 28.03.25 | FE 전후단 길이 | C01A | 06.02.26 |  |  |  |  | N | I.F.C | ISO
LP | PB | LB | CCP-W-B127-PI-140-LS-001-2 | #11 HRSG LP SUPERHEATER TP TO #11 HRSG LP SUPERHEATER NRV | C01 | 28.03.25 |  | C01A | 06.02.26 |  |  |  |  | N | I.F.C | ISO
LP | PB | LB | CCP-W-B127-PI-140-LS-002-1 | #12 HRSG LP SUPERHEATER TP TO #12 HRSG LP SUPERHEATER NRV | C01 | 28.03.25 | FE 전후단 길이 | C01A | 06.02.26 |  |  |  |  | N | I.F.C | ISO
LP | PB | LB | CCP-W-B127-PI-140-LS-002-2 | #12 HRSG LP SUPERHEATER TP TO #12 HRSG LP SUPERHEATER NRV | C01 | 28.03.25 |  | C01A | 06.02.26 |  |  |  |  | N | I.F.C | ISO
LP | PB | LB | CCP-W-B127-PI-140-LS-003-1 | #11 HRSG LP STEAM HEADERTO #11 LP BYPASS VALVE UPSTREAM | C01 | 28.03.25 |  | C01A | 06.02.26 |  |  |  |  | N | I.F.C | ISO
LP | PB | LB | CCP-W-B127-PI-140-LS-003-2 | #11 HRSG LP STEAM HEADERTO #11 LP BYPASS VALVE UPSTREAM | C01 | 28.03.25 | VENT 배관 ROUTING 미확정 | C01A | 06.02.26 |  |  |  |  | N | I.F.C | ISO
LP | PB | LB | CCP-W-B127-PI-140-LS-003-3 | #11 HRSG LP STEAM HEADERTO #11 LP BYPASS VALVE UPSTREAM | C01 | 28.03.25 | VENT 배관 ROUTING 미확정 | C01A | 06.02.26 |  |  |  |  | N | I.F.C | ISO
LP | PB / YARD | LB | CCP-W-B127-PI-140-LS-003-4 | #11 HRSG LP STEAM HEADERTO #11 LP BYPASS VALVE UPSTREAM | C01 | 28.03.25 | SUPPORT LOCATION 및 TYPE 미확정 | C01A | 06.02.26 |  |  |  |  | N | I.F.C | ISO
LP | PB | LB | CCP-W-B127-PI-140-LS-004-1 | #12 HRSG LP STEAM HEADERTO #12 LP BYPASS VALVE UPSTREAM | C01 | 28.03.25 |  | C01A | 06.02.26 |  |  |  |  | N | I.F.C | ISO
LP | PB | LB | CCP-W-B127-PI-140-LS-004-2 | #12 HRSG LP STEAM HEADERTO #12 LP BYPASS VALVE UPSTREAM | C01 | 28.03.25 | VENT 배관 ROUTING 미확정 | C01A | 06.02.26 |  |  |  |  | N | I.F.C | ISO
LP | PB / YARD | LB | CCP-W-B127-PI-140-LS-004-3 | #12 HRSG LP STEAM HEADERTO #12 LP BYPASS VALVE UPSTREAM | C01 | 28.03.25 | SUPPORT LOCATION 및 TYPE 미확정 | C01A | 06.02.26 |  |  |  |  | N | I.F.C | ISO
LP | YARD | LB | CCP-W-B127-PI-140-LS-005-1 | #11 LP BYPASS VALVE DOWNSTREAMTO AIR COOLED CONDENSER DUMP TUBE | C01 | 28.03.25 | SUPPORT LOCATION 및 TYPE 미확정 | C01A | 06.02.26 |  |  |  |  | N | I.F.C | ISO
LP | YARD | LB | CCP-W-B127-PI-140-LS-006-1 | #12 LP BYPASS VALVE DOWNSTREAMTO AIR COOLED CONDENSER DUMP TUBE | C01 | 28.03.25 | SUPPORT LOCATION 및 TYPE 미확정 | C01A | 06.02.26 |  |  |  |  | N | I.F.C | ISO
LP | PB | LB | CCP-W-B127-PI-140-LS-007-1 | #11 HRSG LP SUPERHEATER NRVTO COMMON LP STEAM HEADER | C01 | 28.03.25 |  | C01A | 06.02.26 |  |  |  |  | N | I.F.C | ISO
LP | PB | LB | CCP-W-B127-PI-140-LS-007-2 | #11 HRSG LP SUPERHEATER NRVTO COMMON LP STEAM HEADER | C01 | 28.03.25 | VENT 배관 ROUTING 미확정 | C01A | 06.02.26 |  |  |  |  | N | I.F.C | ISO
LP | PB | LB | CCP-W-B127-PI-140-LS-008-1 | #12 HRSG LP SUPERHEATER NRVTO COMMON LP STEAM HEADER | C01 | 28.03.25 |  | C01A | 06.02.26 |  |  |  |  | N | I.F.C | ISO
LP | PB | LB | CCP-W-B127-PI-140-LS-011-1 | COMMON LP STEAM HEADERTO STEAM TURBINE ADMISSION STOP VALVE TP | C01 | 28.03.25 |  | C01A | 06.02.26 |  |  |  |  | N | I.F.C | ISO
LP | PB | LB | CCP-W-B127-PI-140-LS-011-2 | COMMON LP STEAM HEADERTO STEAM TURBINE ADMISSION STOP VALVE TP | C01 | 28.03.25 |  | C01A | 06.02.26 |  |  |  |  | N | I.F.C | ISO
LP | PB | LB | CCP-W-B127-PI-140-LS-011-3 | COMMON LP STEAM HEADERTO STEAM TURBINE ADMISSION STOP VALVE TP | C01 | 28.03.25 |  | C01A | 06.02.26 |  |  |  |  | N | I.F.C | ISO
LP | PB | LB | CCP-W-B127-PI-140-ST-401-1 | #11 HRSG HP STEAM HEADER DRAIN DRIP POT | C01 | 28.03.25 |  | C01A | 06.02.26 |  |  |  |  | N | I.F.C | ISO
LP | PB | LB | CCP-W-B127-PI-140-ST-402-1 | #12 HRSG HP STEAM HEADER DRAIN DRIP POT | C01 | 28.03.25 |  | C01A | 06.02.26 |  |  |  |  | N | I.F.C | ISO
LP | PB | SB | CCP-W-B127-PI-140-ST-403-1 | #11 HRSG LP STEAM DRAIN DRIP POT TO #11 HRSG HP STEAM DRAIN MOV | C01 | 08.08.25 |  | C01A | 30.12.25 |  |  |  |  | N | I.F.C | ISO
LP | PB | SB | CCP-W-B127-PI-140-ST-403-2 | #11 HRSG LP STEAM DRAIN DRIP POT TO #11 HRSG HP STEAM DRAIN MOV | C01 | 08.08.25 |  | C01A | 30.12.25 |  |  |  |  | N | I.F.C | ISO
LP | PB | SB | CCP-W-B127-PI-140-ST-403-3 | #11 HRSG LP STEAM DRAIN DRIP POT TO #11 HRSG HP STEAM DRAIN MOV | C01 | 08.08.25 |  | C01A | 30.12.25 |  |  |  |  | N | I.F.C | ISO
LP | PB | SB | CCP-W-B127-PI-140-ST-404-1 | #12 HRSG LP STEAM DRAIN DRIP POT TO #12 HRSG HP STEAM DRAIN MOV | C01 | 08.08.25 |  | C01A | 30.12.25 |  |  |  |  | N | I.F.C | ISO
LP | PB | SB | CCP-W-B127-PI-140-ST-404-2 | #12 HRSG LP STEAM DRAIN DRIP POT TO #12 HRSG HP STEAM DRAIN MOV | C01 | 08.08.25 |  | C01A | 30.12.25 |  |  |  |  | N | I.F.C | ISO
LP | PB | SB | CCP-W-B127-PI-140-ST-404-3 | #12 HRSG LP STEAM DRAIN DRIP POT TO #12 HRSG HP STEAM DRAIN MOV | C01 | 08.08.25 |  | C01A | 30.12.25 |  |  |  |  | N | I.F.C | ISO
LP | PB | SB | CCP-W-B127-PI-140-ST-405-1 | #11 HRSG LP STEAM DRAIN DRIP POT TO DRAIN DRIP POT EMPTYING CAP | C01 | 08.08.25 |  | C01A | 30.12.25 |  |  |  |  | N | I.F.C | ISO
LP | PB | SB | CCP-W-B127-PI-140-ST-406-1 | #12 HRSG LP STEAM DRAIN DRIP POT TO DRAIN DRIP POT EMPTYING CAP | C01 | 08.08.25 |  | C01A | 30.12.25 |  |  |  |  | N | I.F.C | ISO
LP | YARD | SB | CCP-W-B127-PI-140-ST-407-1 | #11 LP BYPASS VALVE BODY TO ATM. FLASH TANK AUX STEAM MANIFOLD | C01 | 08.08.25 |  | C01A | 30.12.25 |  |  |  |  | N | I.F.C | ISO
LP | YARD | SB | CCP-W-B127-PI-140-ST-407-2 | #11 LP BYPASS VALVE BODY TO ATM. FLASH TANK AUX STEAM MANIFOLD | C01 | 08.08.25 |  | C01A | 30.12.25 |  |  |  |  | N | I.F.C | ISO
LP | YARD | SB | CCP-W-B127-PI-140-ST-407-3 | #11 LP BYPASS VALVE BODY TO ATM. FLASH TANK AUX STEAM MANIFOLD | C01 | 08.08.25 |  | C01A | 30.12.25 |  |  |  |  | N | I.F.C | ISO
LP | YARD | SB | CCP-W-B127-PI-140-ST-407-4 | #11 LP BYPASS VALVE BODY TO ATM. FLASH TANK AUX STEAM MANIFOLD | C01 | 08.08.25 |  | C01A | 30.12.25 |  |  |  |  | N | I.F.C | ISO
LP | YARD | SB | CCP-W-B127-PI-140-ST-407-5 | #11 LP BYPASS VALVE BODY TO ATM. FLASH TANK AUX STEAM MANIFOLD | C01 | 08.08.25 |  | C01A | 30.12.25 |  |  |  |  | N | I.F.C | ISO
LP | PB | SB | CCP-W-B127-PI-140-ST-407-6 | #11 LP BYPASS VALVE BODY TO ATM. FLASH TANK AUX STEAM MANIFOLD | C01 | 08.08.25 |  | C01A | 30.12.25 |  |  |  |  | N | I.F.C | ISO
LP | PB | SB | CCP-W-B127-PI-140-ST-407-7 | #11 LP BYPASS VALVE BODY TO ATM. FLASH TANK AUX STEAM MANIFOLD | C01 | 08.08.25 |  | C01A | 30.12.25 |  |  |  |  | N | I.F.C | ISO
LP | YARD | SB | CCP-W-B127-PI-140-ST-408-1 | #12 LP BYPASS VALVE BODY TO ATM. FLASH TANK AUX STEAM MANIFOLD | C01 | 08.08.25 |  | C01A | 30.12.25 |  |  |  |  | N | I.F.C | ISO
LP | YARD | SB | CCP-W-B127-PI-140-ST-408-2 | #12 LP BYPASS VALVE BODY TO ATM. FLASH TANK AUX STEAM MANIFOLD | C01 | 08.08.25 |  | C01A | 30.12.25 |  |  |  |  | N | I.F.C | ISO
LP | YARD | SB | CCP-W-B127-PI-140-ST-408-3 | #12 LP BYPASS VALVE BODY TO ATM. FLASH TANK AUX STEAM MANIFOLD | C01 | 08.08.25 |  | C01A | 30.12.25 |  |  |  |  | N | I.F.C | ISO
LP | YARD | SB | CCP-W-B127-PI-140-ST-408-4 | #12 LP BYPASS VALVE BODY TO ATM. FLASH TANK AUX STEAM MANIFOLD | C01 | 08.08.25 |  | C01A | 30.12.25 |  |  |  |  | N | I.F.C | ISO
LP | YARD | SB | CCP-W-B127-PI-140-ST-408-5 | #12 LP BYPASS VALVE BODY TO ATM. FLASH TANK AUX STEAM MANIFOLD | C01 | 08.08.25 |  | C01A | 30.12.25 |  |  |  |  | N | I.F.C | ISO
LP | PB | SB | CCP-W-B127-PI-140-ST-408-6 | #12 LP BYPASS VALVE BODY TO ATM. FLASH TANK AUX STEAM MANIFOLD | C01 | 08.08.25 |  | C01A | 30.12.25 |  |  |  |  | N | I.F.C | ISO
LP | PB | SB | CCP-W-B127-PI-140-ST-408-7 | #12 LP BYPASS VALVE BODY TO ATM. FLASH TANK AUX STEAM MANIFOLD | C01 | 08.08.25 |  | C01A | 30.12.25 |  |  |  |  | N | I.F.C | ISO
LP | YARD | SB | CCP-W-B127-PI-140-ST-409-1 | #11 LP BYPASS V/V BODY DRAIN LINE TO #11 LP BYPASS V/V BODY DRAIN STEAM TRAP | C01 | 08.08.25 |  | C01A | 30.12.25 |  |  |  |  | N | I.F.C | ISO
LP | YARD | SB | CCP-W-B127-PI-140-ST-410-1 | #12 LP BYPASS VALVE BODY DRAIN LINE TO #12 LP BYPASS VALVE BODY DRAIN BYPASS | C01 | 08.08.25 |  | C01A | 30.12.25 |  |  |  |  | N | I.F.C | ISO
LP | PB | SB | CCP-W-B127-PI-140-ST-411-1 | #11 HRSG LP STEAM HEADER TO #11 HRSG LP STEAM DRAIN MOV | C01 | 08.08.25 |  | C01A | 30.12.25 |  |  |  |  | N | I.F.C | ISO
LP | PB | SB | CCP-W-B127-PI-140-ST-412-1 | #12 HRSG LP STEAM HEADER TO #12 HRSG LP STEAM DRAIN MOV | C01 | 08.08.25 |  | C01A | 30.12.25 |  |  |  |  | N | I.F.C | ISO
LP | PB | SB | CCP-W-B127-PI-140-ST-413-1 | #11 HRSG LP STEAM DRAIN MOV TO ATM. FLASH TANK LP STEAM MANIFOLD | C01 | 08.08.25 |  | C01A | 30.12.25 |  |  |  |  | N | I.F.C | ISO
LP | PB | SB | CCP-W-B127-PI-140-ST-413-2 | #11 HRSG LP STEAM DRAIN MOV TO ATM. FLASH TANK LP STEAM MANIFOLD | C01 | 08.08.25 |  | C01A | 30.12.25 |  |  |  |  | N | I.F.C | ISO
LP | PB | SB | CCP-W-B127-PI-140-ST-413-3 | #11 HRSG LP STEAM DRAIN MOV TO ATM. FLASH TANK LP STEAM MANIFOLD | C01 | 08.08.25 |  | C01A | 30.12.25 |  |  |  |  | N | I.F.C | ISO
LP | PB | SB | CCP-W-B127-PI-140-ST-414-1 | #12 HRSG LP STEAM DRAIN MOV TO ATM. FLASH TANK LP STEAM MANIFOLD | C01 | 08.08.25 |  | C01A | 30.12.25 |  |  |  |  | N | I.F.C | ISO
LP | PB | SB | CCP-W-B127-PI-140-ST-414-2 | #12 HRSG LP STEAM DRAIN MOV TO ATM. FLASH TANK LP STEAM MANIFOLD | C01 | 08.08.25 |  | C01A | 30.12.25 |  |  |  |  | N | I.F.C | ISO
LP | PB | SB | CCP-W-B127-PI-140-ST-414-3 | #12 HRSG LP STEAM DRAIN MOV TO ATM. FLASH TANK LP STEAM MANIFOLD | C01 | 08.08.25 |  | C01A | 30.12.25 |  |  |  |  | N | I.F.C | ISO
LP | PB | LB | CCP-W-B127-PI-140-ST-421-1 | #11 HRSG LP STEAM BYPASS LINE DRAIN DRIP POT | C01 | 28.03.25 |  | C01A | 06.02.26 |  |  |  |  | N | I.F.C | ISO
LP | PB | SB | CCP-W-B127-PI-140-ST-422-1 | #11 HRSG LP STEAM DRAIN DRIP POT TO #11 HRSG LP STEAM TRAP | C01 | 08.08.25 |  | C01A | 30.12.25 |  |  |  |  | N | I.F.C | ISO
LP | PB | SB | CCP-W-B127-PI-140-ST-423-1 | #11 HRSG LP STEAM TRAP TO #11 HRSG LP STEAM TRAP BYPASS | C01 | 08.08.25 |  | C01A | 30.12.25 |  |  |  |  | N | I.F.C | ISO
LP | PB | SB | CCP-W-B127-PI-140-ST-424-1 | #11 HRSG LP STEAM TRAP TO ATM. FLASH TANK LP STEAM MANIFOLD | C01 | 08.08.25 |  | C01A | 30.12.25 |  |  |  |  | N | I.F.C | ISO
LP | PB | SB | CCP-W-B127-PI-140-ST-424-2 | #11 HRSG LP STEAM TRAP TO ATM. FLASH TANK LP STEAM MANIFOLD | C01 | 08.08.25 |  | C01A | 30.12.25 |  |  |  |  | N | I.F.C | ISO
LP | PB | SB | CCP-W-B127-PI-140-ST-424-3 | #11 HRSG LP STEAM TRAP TO ATM. FLASH TANK LP STEAM MANIFOLD | C01 | 08.08.25 |  | C01A | 30.12.25 |  |  |  |  | N | I.F.C | ISO
LP | PB | SB | CCP-W-B127-PI-140-ST-424-4 | #11 HRSG LP STEAM TRAP TO ATM. FLASH TANK LP STEAM MANIFOLD | C01 | 08.08.25 |  | C01A | 30.12.25 |  |  |  |  | N | I.F.C | ISO
LP | PB | SB | CCP-W-B127-PI-140-ST-424-5 | #11 HRSG LP STEAM TRAP TO ATM. FLASH TANK LP STEAM MANIFOLD | C01 | 08.08.25 |  | C01A | 30.12.25 |  |  |  |  | N | I.F.C | ISO
LP | PB | SB | CCP-W-B127-PI-140-ST-425-1 | #11 HRSG LP STEAM TRAP TO DRAIN DRIP POT EMPTYING CAP | C01 | 08.08.25 |  | C01A | 30.12.25 |  |  |  |  | N | I.F.C | ISO
LP | PB | LB | CCP-W-B127-PI-140-ST-426-1 | #11 HRSG LP STEAM BYPASS LINE DRAIN DRIP POT | C01 | 28.03.25 |  | C01A | 06.02.26 |  |  |  |  | N | I.F.C | ISO
LP | PB | SB | CCP-W-B127-PI-140-ST-427-1 | #11 HRSG LP STEAM DRAIN DRIP POT TO #11 HRSG LP STEAM TRAP | C01 | 08.08.25 |  | C01A | 30.12.25 |  |  |  |  | N | I.F.C | ISO
LP | PB | SB | CCP-W-B127-PI-140-ST-428-1 | #11 HRSG LP STEAM TRAP TO #11 HRSG LP STEAM TRAP BYPASS | C01 | 08.08.25 |  | C01A | 30.12.25 |  |  |  |  | N | I.F.C | ISO
LP | PB | SB | CCP-W-B127-PI-140-ST-429-1 | #11 HRSG LP STEAM TRAP TO ATM. FLASH TANK LP STEAM MANIFOLD | C01 | 08.08.25 |  | C01A | 30.12.25 |  |  |  |  | N | I.F.C | ISO
LP | PB | SB | CCP-W-B127-PI-140-ST-429-2 | #11 HRSG LP STEAM TRAP TO ATM. FLASH TANK LP STEAM MANIFOLD | C01 | 08.08.25 |  | C01A | 30.12.25 |  |  |  |  | N | I.F.C | ISO
LP | PB | SB | CCP-W-B127-PI-140-ST-429-3 | #11 HRSG LP STEAM TRAP TO ATM. FLASH TANK LP STEAM MANIFOLD | C01 | 08.08.25 |  | C01A | 30.12.25 |  |  |  |  | N | I.F.C | ISO
LP | PB | SB | CCP-W-B127-PI-140-ST-429-4 | #11 HRSG LP STEAM TRAP TO ATM. FLASH TANK LP STEAM MANIFOLD | C01 | 08.08.25 |  | C01A | 30.12.25 |  |  |  |  | N | I.F.C | ISO
LP | PB | SB | CCP-W-B127-PI-140-ST-430-1 | #11 HRSG LP STEAM TRAP TO DRAIN DRIP POT EMPTYING CAP | C01 | 08.08.25 |  | C01A | 30.12.25 |  |  |  |  | N | I.F.C | ISO
LP | YARD | LB | CCP-W-B127-PI-140-ST-431-1 | #11 HRSG LP STEAM BYPASS LINE DRAIN DRIP POT | C01 | 28.03.25 |  | C01A | 06.02.26 |  |  |  |  | N | I.F.C | ISO
LP | YARD | SB | CCP-W-B127-PI-140-ST-432-1 | #11 HRSG LP STEAM DRAIN DRIP POT TO #11 HRSG LP STEAM TRAP | C01 | 08.08.25 |  | C01A | 30.12.25 |  |  |  |  | N | I.F.C | ISO
LP | YARD | SB | CCP-W-B127-PI-140-ST-433-1 | #11 HRSG LP STEAM TRAP TO #11 HRSG LP STEAM TRAP BYPASS | C01 | 08.08.25 |  | C01A | 30.12.25 |  |  |  |  | N | I.F.C | ISO
LP | YARD | SB | CCP-W-B127-PI-140-ST-434-1 | #11 HRSG LP STEAM TRAP TO ATM. FLASH TANK LP STEAM MANIFOLD | C01 | 08.08.25 |  | C01A | 30.12.25 |  |  |  |  | N | I.F.C | ISO
LP | YARD | SB | CCP-W-B127-PI-140-ST-434-2 | #11 HRSG LP STEAM TRAP TO ATM. FLASH TANK LP STEAM MANIFOLD | C01 | 08.08.25 |  | C01A | 30.12.25 |  |  |  |  | N | I.F.C | ISO
LP | YARD | SB | CCP-W-B127-PI-140-ST-434-3 | #11 HRSG LP STEAM TRAP TO ATM. FLASH TANK LP STEAM MANIFOLD | C01 | 08.08.25 |  | C01A | 30.12.25 |  |  |  |  | N | I.F.C | ISO
LP | YARD | SB | CCP-W-B127-PI-140-ST-434-4 | #11 HRSG LP STEAM TRAP TO ATM. FLASH TANK LP STEAM MANIFOLD | C01 | 08.08.25 |  | C01A | 30.12.25 |  |  |  |  | N | I.F.C | ISO
LP | YARD | SB | CCP-W-B127-PI-140-ST-434-5 | #11 HRSG LP STEAM TRAP TO ATM. FLASH TANK LP STEAM MANIFOLD | C01 | 08.08.25 |  | C01A | 30.12.25 |  |  |  |  | N | I.F.C | ISO
LP | PB | SB | CCP-W-B127-PI-140-ST-434-6 | #11 HRSG LP STEAM TRAP TO ATM. FLASH TANK LP STEAM MANIFOLD | C01 | 08.08.25 |  | C01A | 30.12.25 |  |  |  |  | N | I.F.C | ISO
LP | PB | SB | CCP-W-B127-PI-140-ST-434-7 | #11 HRSG LP STEAM TRAP TO ATM. FLASH TANK LP STEAM MANIFOLD | C01 | 08.08.25 |  | C01A | 30.12.25 |  |  |  |  | N | I.F.C | ISO
LP | YARD | SB | CCP-W-B127-PI-140-ST-435-1 | #11 HRSG LP STEAM TRAP TO DRAIN DRIP POT EMPTYING CAP | C01 | 08.08.25 |  | C01A | 30.12.25 |  |  |  |  | N | I.F.C | ISO
LP | PB | LB | CCP-W-B127-PI-140-ST-436-1 | #12 HRSG LP STEAM BYPASS LINE DRAIN DRIP POT | C01 | 28.03.25 |  | C01A | 06.02.26 |  |  |  |  | N | I.F.C | ISO
LP | PB | SB | CCP-W-B127-PI-140-ST-437-1 | #12 HRSG LP STEAM DRAIN DRIP POT TO #12 HRSG LP STEAM TRAP | C01 | 08.08.25 |  | C01A | 30.12.25 |  |  |  |  | N | I.F.C | ISO
LP | PB | SB | CCP-W-B127-PI-140-ST-438-1 | #12 HRSG LP STEAM TRAP TO #12 HRSG LP STEAM TRAP BYPASS | C01 | 08.08.25 |  | C01A | 30.12.25 |  |  |  |  | N | I.F.C | ISO
LP | PB | SB | CCP-W-B127-PI-140-ST-439-1 | #12 HRSG LP STEAM TRAP TO ATM. FLASH TANK LP STEAM MANIFOLD | C01 | 08.08.25 |  | C01A | 30.12.25 |  |  |  |  | N | I.F.C | ISO
LP | PB | SB | CCP-W-B127-PI-140-ST-439-2 | #12 HRSG LP STEAM TRAP TO ATM. FLASH TANK LP STEAM MANIFOLD | C01 | 08.08.25 |  | C01A | 30.12.25 |  |  |  |  | N | I.F.C | ISO
LP | PB | SB | CCP-W-B127-PI-140-ST-439-3 | #12 HRSG LP STEAM TRAP TO ATM. FLASH TANK LP STEAM MANIFOLD | C01 | 08.08.25 |  | C01A | 30.12.25 |  |  |  |  | N | I.F.C | ISO
LP | PB | SB | CCP-W-B127-PI-140-ST-439-4 | #12 HRSG LP STEAM TRAP TO ATM. FLASH TANK LP STEAM MANIFOLD | C01 | 08.08.25 |  | C01A | 30.12.25 |  |  |  |  | N | I.F.C | ISO
LP | PB | SB | CCP-W-B127-PI-140-ST-440-1 | #12 HRSG LP STEAM TRAP TO DRAIN DRIP POT EMPTYING CAP | C01 | 08.08.25 |  | C01A | 30.12.25 |  |  |  |  | N | I.F.C | ISO
LP | YARD | LB | CCP-W-B127-PI-140-ST-451-1 | #12 HRSG LP STEAM BYPASS LINE DRAIN DRIP POT | C01 | 28.03.25 |  | C01A | 06.02.26 |  |  |  |  | N | I.F.C | ISO
LP | YARD | SB | CCP-W-B127-PI-140-ST-452-1 | #12 HRSG LP STEAM DRAIN DRIP POT TO #12 HRSG LP STEAM TRAP | C01 | 08.08.25 |  | C01A | 30.12.25 |  |  |  |  | N | I.F.C | ISO
LP | YARD | SB | CCP-W-B127-PI-140-ST-453-1 | #12 HRSG LP STEAM TRAP TO #12 HRSG LP STEAM TRAP BYPASS | C01 | 08.08.25 |  | C01A | 30.12.25 |  |  |  |  | N | I.F.C | ISO
LP | YARD | SB | CCP-W-B127-PI-140-ST-454-1 | #12 HRSG LP STEAM TRAP TO ATM. FLASH TANK LP STEAM MANIFOLD | C01 | 08.08.25 |  | C01A | 30.12.25 |  |  |  |  | N | I.F.C | ISO
LP | YARD | SB | CCP-W-B127-PI-140-ST-454-2 | #12 HRSG LP STEAM TRAP TO ATM. FLASH TANK LP STEAM MANIFOLD | C01 | 08.08.25 |  | C01A | 30.12.25 |  |  |  |  | N | I.F.C | ISO
LP | YARD | SB | CCP-W-B127-PI-140-ST-454-3 | #12 HRSG LP STEAM TRAP TO ATM. FLASH TANK LP STEAM MANIFOLD | C01 | 08.08.25 |  | C01A | 30.12.25 |  |  |  |  | N | I.F.C | ISO
LP | YARD | SB | CCP-W-B127-PI-140-ST-454-4 | #12 HRSG LP STEAM TRAP TO ATM. FLASH TANK LP STEAM MANIFOLD | C01 | 08.08.25 |  | C01A | 30.12.25 |  |  |  |  | N | I.F.C | ISO
LP | YARD | SB | CCP-W-B127-PI-140-ST-454-5 | #12 HRSG LP STEAM TRAP TO ATM. FLASH TANK LP STEAM MANIFOLD | C01 | 08.08.25 |  | C01A | 30.12.25 |  |  |  |  | N | I.F.C | ISO
LP | PB | SB | CCP-W-B127-PI-140-ST-454-6 | #12 HRSG LP STEAM TRAP TO ATM. FLASH TANK LP STEAM MANIFOLD | C01 | 08.08.25 |  | C01A | 30.12.25 |  |  |  |  | N | I.F.C | ISO
LP | PB | SB | CCP-W-B127-PI-140-ST-454-7 | #12 HRSG LP STEAM TRAP TO ATM. FLASH TANK LP STEAM MANIFOLD | C01 | 08.08.25 |  | C01A | 30.12.25 |  |  |  |  | N | I.F.C | ISO
LP | YARD | SB | CCP-W-B127-PI-140-ST-455-1 | #12 HRSG LP STEAM TRAP TO DRAIN DRIP POT EMPTYING CAP | C01 | 08.08.25 |  | C01A | 30.12.25 |  |  |  |  | N | I.F.C | ISO
LP | PB | LB | CCP-W-B127-PI-140-ST-461-1 | #11 HRSG LP STEAM HEADER DRAIN DRIP POT | C01 | 28.03.25 |  | C01A | 06.02.26 |  |  |  |  | N | I.F.C | ISO
LP | PB | SB | CCP-W-B127-PI-140-ST-462-1 | #11 HRSG LP STEAM DRAIN DRIP POT TO ATM. FLASH TANK LP STEAM MANIFOLD | C01 | 08.08.25 |  | C01A | 30.12.25 |  |  |  |  | N | I.F.C | ISO
LP | PB | SB | CCP-W-B127-PI-140-ST-462-2 | #11 HRSG LP STEAM DRAIN DRIP POT TO ATM. FLASH TANK LP STEAM MANIFOLD | C01 | 08.08.25 |  | C01A | 30.12.25 |  |  |  |  | N | I.F.C | ISO
LP | PB | SB | CCP-W-B127-PI-140-ST-462-3 | #11 HRSG LP STEAM DRAIN DRIP POT TO ATM. FLASH TANK LP STEAM MANIFOLD | C01 | 08.08.25 |  | C01A | 30.12.25 |  |  |  |  | N | I.F.C | ISO
LP | PB | SB | CCP-W-B127-PI-140-ST-462-4 | #11 HRSG LP STEAM DRAIN DRIP POT TO ATM. FLASH TANK LP STEAM MANIFOLD | C01 | 08.08.25 |  | C01A | 30.12.25 |  |  |  |  | N | I.F.C | ISO
LP | PB | SB | CCP-W-B127-PI-140-ST-462-5 | #11 HRSG LP STEAM DRAIN DRIP POT TO ATM. FLASH TANK LP STEAM MANIFOLD | C01 | 08.08.25 |  | C01A | 30.12.25 |  |  |  |  | N | I.F.C | ISO
LP | PB | SB | CCP-W-B127-PI-140-ST-463-1 | #11 HRSG LP STEAM DRAIN DRIP POT TO #11 HRSG LP STEAM TRAP BYPASS | C01 | 08.08.25 |  | C01A | 30.12.25 |  |  |  |  | N | I.F.C | ISO
LP | PB | SB | CCP-W-B127-PI-140-ST-464-1 | #11 HRSG LP STEAM TRAP TO DRAIN DRIP POT EMPTYING CAP | C01 | 08.08.25 |  | C01A | 30.12.25 |  |  |  |  | N | I.F.C | ISO
LP | PB | LB | CCP-W-B127-PI-140-ST-481-1 | COMMON LP STEAM HEADER DRAIN DRIP POT | C01 | 28.03.25 |  | C01A | 06.02.26 |  |  |  |  | N | I.F.C | ISO
LP | PB | SB | CCP-W-B127-PI-140-ST-482-1 | COMMON LP STEAM DRAIN DRIP POT TO ATM. FLASH TANK LP STEAM MANIFOLD | C01 | 08.08.25 |  | C01A | 30.12.25 |  |  |  |  | N | I.F.C | ISO
LP | PB | SB | CCP-W-B127-PI-140-ST-482-2 | COMMON LP STEAM DRAIN DRIP POT TO ATM. FLASH TANK LP STEAM MANIFOLD | C01 | 08.08.25 |  | C01A | 30.12.25 |  |  |  |  | N | I.F.C | ISO
LP | PB | SB | CCP-W-B127-PI-140-ST-483-1 | COMMON LP STEAM DRAIN DRIP POT TO DRAIN DRIP POT EMPTYING CAP | C01 | 08.08.25 |  | C01A | 30.12.25 |  |  |  |  | N | I.F.C | ISO
LP | PB | SB | CCP-W-B127-PI-140-ST-484-1 | N2 GAS DISTRIBUTION TO DRAIN LINE EMPTYING LINE | C01 | 08.08.25 |  | C01A | 30.12.25 |  |  |  |  | N | I.F.C | ISO
AS | PB | LB | CCP-W-B128-PI-140-AS-001-1 | #2 BLOCK AUX. STEAM HEADER TO AUX. STEAM COMMON HEADER | C01 | 02.05.25 |  | C01A | 31.01.26 |  |  |  |  | N | I.F.C | ISO
AS | PB | LB | CCP-W-B128-PI-140-AS-001-2 | #2 BLOCK AUX. STEAM HEADER TO AUX. STEAM COMMON HEADER | C01 | 02.05.25 |  | C01A | 31.01.26 |  |  |  |  | N | I.F.C | ISO
AS | PB | LB | CCP-W-B128-PI-140-AS-011-1 | AUX. STEAM COMMON HEADER TO HOT WATER STEAM SYSTEM (ANTI-ICING) | C01 | 02.05.25 |  | C01A | 31.01.26 | Sheet No.변경 |  |  |  | N | I.F.C | ISO
AS | PB | LB | CCP-W-B128-PI-140-AS-011-2 | AUX. STEAM COMMON HEADER TO HOT WATER STEAM SYSTEM (ANTI-ICING) | C01 | 02.05.25 |  | C01A | 31.01.26 | Sheet No.변경 |  |  |  | N | I.F.C | ISO
AS | YARD | LB | CCP-W-B128-PI-140-AS-011-3 | AUX. STEAM COMMON HEADER TO HOT WATER STEAM SYSTEM (ANTI-ICING) | C01 | 02.05.25 |  | C01A | 31.01.26 | Sheet No.변경 |  |  |  | N | I.F.C | ISO
AS | YARD | LB | CCP-W-B128-PI-140-AS-011-4 | AUX. STEAM COMMON HEADER TO HOT WATER STEAM SYSTEM (ANTI-ICING) | C01 | 02.05.25 |  | C01A | 31.01.26 | Sheet No.변경 |  |  |  | N | I.F.C | ISO
AS | YARD | LB | CCP-W-B128-PI-140-AS-011-5 | AUX. STEAM COMMON HEADER TO HOT WATER STEAM SYSTEM (ANTI-ICING) | C01 | 02.05.25 |  | C01A | 31.01.26 | Sheet No.변경 |  |  |  | N | I.F.C | ISO
AS | YARD | LB | CCP-W-B128-PI-140-AS-011-6 | AUX. STEAM COMMON HEADER TO HOT WATER STEAM SYSTEM (ANTI-ICING) | C01 | 02.05.25 |  | C01A | 31.01.26 | Sheet No.변경 |  |  |  | N | I.F.C | ISO
AS | YARD | LB | CCP-W-B128-PI-140-AS-011-7 | AUX. STEAM COMMON HEADER TO HOT WATER STEAM SYSTEM (ANTI-ICING) | C01 | 02.05.25 |  | C01A | 31.01.26 | Sheet No.변경 |  |  |  | N | I.F.C | ISO
AS | PB | SB | CCP-W-B128-PI-140-AS-014-1 | AUX. STEAM COMMON HEADER TO TURBINE GLAND SEAL STEAM HEATER | C01 | 19.08.25 |  | C01A | 30.12.25 |  |  |  |  | N | I.F.C | ISO
AS | PB | SB | CCP-W-B128-PI-140-AS-014-2 | AUX. STEAM COMMON HEADER TO TURBINE GLAND SEAL STEAM HEATER | C01 | 19.08.25 |  | C01A | 30.12.25 |  |  |  |  | N | I.F.C | ISO
AS | PB | SB | CCP-W-B128-PI-140-AS-014-3 | AUX. STEAM COMMON HEADER TO TURBINE GLAND SEAL STEAM HEATER | C01 | 19.08.25 |  | C01A | 30.12.25 |  |  |  |  | N | I.F.C | ISO
AS | PB | SB | CCP-W-B128-PI-140-AS-014-4 | AUX. STEAM COMMON HEADER TO TURBINE GLAND SEAL STEAM HEATER | C01 | 19.08.25 |  | C01A | 30.12.25 |  |  |  |  | N | I.F.C | ISO
AS | PB | LB | CCP-W-B128-PI-140-AS-021-1 | AUX. STEAM PRDS TO AUX. STEAM COMMON HEADER (HOT SECTION) | C01 | 02.05.25 |  | C01A | 31.01.26 |  |  |  |  | N | I.F.C | ISO
AS | PB | SB | CCP-W-B128-PI-140-AS-022-1 | AUX. STEAM PRDS (SMALL) TO AUX. STEAM COMMON HEADER (HOT SECTION) | C01 | 19.08.25 |  | C01A | 30.12.25 |  |  |  |  | N | I.F.C | ISO
AS | PB | LB | CCP-W-B128-PI-140-AS-023-1 | AUX. STEAM COMMON HEADER (HOT SECTION) TO AUX. STEAM COMMON HEADER | C01 | 02.05.25 |  | C01A | 31.01.26 |  |  |  |  | N | I.F.C | ISO
AS | PB | SB | CCP-W-B128-PI-140-AS-024-1 | AUX. STEAM COMMON HEADER (HOT SECTION) TO AUX. STEAM COMMON HEADER | C01 | 19.08.25 |  | C01A | 30.12.25 |  |  |  |  | N | I.F.C | ISO
CD | PB | SB | CCP-W-B128-PI-140-LC-001-1 | AUX. STEAM PRDS SPRAY TEMP. CONTROL VALVE TO AUX. STEAM PRDS ATTEMPERATOR | C01 | 25.08.25 |  | C01A | 30.12.25 |  |  |  |  | N | I.F.C | ISO
CD | PB | SB | CCP-W-B128-PI-140-LC-002-1 | AUX. STEAM PRDS SPRAY TEMP. CONTROL VALVE TO AUX. STEAM PRDS ATTEMPERATOR (SMALL) | C01 | 25.08.25 |  | C01A | 30.12.25 |  |  |  |  | N | I.F.C | ISO
AS | PB | LB | CCP-W-B128-PI-140-ST-401-1 | AUX. STEAM COMMON HEADER DRIP POT | C01 | 02.05.25 |  | C01A | 31.01.26 |  |  |  |  | N | I.F.C | ISO
AS | PB | SB | CCP-W-B128-PI-140-ST-402-1 | AUX. STEAM DRAIN DRIP POT TO ATM. FLASH TANK AUX STEAM MANIFOLD | C01 | 19.08.25 |  | C01A | 30.12.25 |  |  |  |  | N | I.F.C | ISO
AS | PB | SB | CCP-W-B128-PI-140-ST-402-2 | AUX. STEAM DRAIN DRIP POT TO ATM. FLASH TANK AUX STEAM MANIFOLD | C01 | 19.08.25 |  | C01A | 30.12.25 |  |  |  |  | N | I.F.C | ISO
AS | PB | SB | CCP-W-B128-PI-140-ST-402-3 | AUX. STEAM DRAIN DRIP POT TO ATM. FLASH TANK AUX STEAM MANIFOLD | C01 | 19.08.25 |  | C01A | 30.12.25 |  |  |  |  | N | I.F.C | ISO
AS | PB | SB | CCP-W-B128-PI-140-ST-403-1 | AUX. STEAM DRAIN LINE TO AUX. STEAM DRAIN STEAM TRAP BYPSSS | C01 | 19.08.25 |  | C01A | 30.12.25 |  |  |  |  | N | I.F.C | ISO
AS | PB | SB | CCP-W-B128-PI-140-ST-404-1 | AUX. STEAM DRAIN DRIP POT TO DRAIN DRIP POT EMPTYING CAP | C01 | 19.08.25 |  | C01A | 30.12.25 |  |  |  |  | N | I.F.C | ISO
AS | PB | LB | CCP-W-B128-PI-140-ST-406-1 | AUX. STEAM COMMON HEADER DRIP POT | C01 | 02.05.25 |  | C01A | 31.01.26 |  |  |  |  | N | I.F.C | ISO
AS | PB | SB | CCP-W-B128-PI-140-ST-407-1 | AUX. STEAM DRAIN DRIP POT TO ATM. FLASH TANK AUX STEAM MANIFOLD | C01 | 19.08.25 |  | C01A | 30.12.25 |  |  |  |  | N | I.F.C | ISO
AS | PB | SB | CCP-W-B128-PI-140-ST-407-2 | AUX. STEAM DRAIN DRIP POT TO ATM. FLASH TANK AUX STEAM MANIFOLD | C01 | 19.08.25 |  | C01A | 30.12.25 |  |  |  |  | N | I.F.C | ISO
AS | PB | SB | CCP-W-B128-PI-140-ST-407-3 | AUX. STEAM DRAIN DRIP POT TO ATM. FLASH TANK AUX STEAM MANIFOLD | C01 | 19.08.25 |  | C01A | 30.12.25 |  |  |  |  | N | I.F.C | ISO
AS | PB | SB | CCP-W-B128-PI-140-ST-408-1 | AUX. STEAM DRAIN LINE TO AUX. STEAM DRAIN STEAM TRAP BYPSSS | C01 | 19.08.25 |  | C01A | 30.12.25 |  |  |  |  | N | I.F.C | ISO
AS | PB | SB | CCP-W-B128-PI-140-ST-409-1 | AUX. STEAM DRAIN DRIP POT TO DRAIN DRIP POT EMPTYING CAP | C01 | 19.08.25 |  | C01A | 30.12.25 |  |  |  |  | N | I.F.C | ISO
AS | PB | SB | CCP-W-B128-PI-140-ST-411-1 | TURBINE GLAND SEAL STEAM HEATER TO TURBINE GLAND SEAL STEAM DRAIN DRIP POT | C01 | 19.08.25 |  | C01A | 30.12.25 |  |  |  |  | N | I.F.C | ISO
AS | PB | SB | CCP-W-B128-PI-140-ST-412-1 | TURBINE GLAND SEAL STEAM DRAIN DRIP POT TO ATM. FLASH TANK AUX STEAM MANIFOLD | C01 | 19.08.25 |  | C01A | 30.12.25 |  |  |  |  | N | I.F.C | ISO
AS | PB | SB | CCP-W-B128-PI-140-ST-413-1 | TURBINE GLAND SEAL STEAM DRAIN BYPASS | C01 | 19.08.25 |  | C01A | 30.12.25 |  |  |  |  | N | I.F.C | ISO
AS | PB | SB | CCP-W-B128-PI-140-ST-414-1 | TURBINE GLAND SEAL STEAM DRAIN DRIP POT TO DRAIN DRIP POT EMPTYING CAP | C01 | 19.08.25 |  | C01A | 30.12.25 |  |  |  |  | N | I.F.C | ISO
AS | PB | SB | CCP-W-B128-PI-140-ST-415-1 | N2 GAS DISTRIBUTION TO DRAIN LINE EMPTYING LINE | C01 | 19.08.25 |  | C01A | 30.12.25 |  |  |  |  | N | I.F.C | ISO
AS | PB | SB | CCP-W-B128-PI-140-ST-421-1 | AUX. STEAM PRDS BODY TO ATM. FLASH TANK HP STEAM MANIFOLD | C01 | 19.08.25 |  | C01A | 30.12.25 |  |  |  |  | N | I.F.C | ISO
AS | PB | SB | CCP-W-B128-PI-140-ST-421-2 | AUX. STEAM PRDS BODY TO ATM. FLASH TANK HP STEAM MANIFOLD | C01 | 19.08.25 |  | C01A | 30.12.25 |  |  |  |  | N | I.F.C | ISO
AS | PB | SB | CCP-W-B128-PI-140-ST-421-3 | AUX. STEAM PRDS BODY TO ATM. FLASH TANK HP STEAM MANIFOLD | C01 | 19.08.25 |  | C01A | 30.12.25 |  |  |  |  | N | I.F.C | ISO
AS | PB | SB | CCP-W-B128-PI-140-ST-422-1 | AUX. STEAM PRDS BODY TO AUX. STEAM PRDS BODY DRAIN BYPASS | C01 | 19.08.25 |  | C01A | 30.12.25 |  |  |  |  | N | I.F.C | ISO
AS | PB | SB | CCP-W-B128-PI-140-ST-423-1 | AUX. STEAM PRDS (SMALL) BODY TO ATM. FLASH TANK HP STEAM MANIFOLD | C01 | 19.08.25 |  | C01A | 30.12.25 |  |  |  |  | N | I.F.C | ISO
AS | PB | SB | CCP-W-B128-PI-140-ST-423-2 | AUX. STEAM PRDS (SMALL) BODY TO ATM. FLASH TANK HP STEAM MANIFOLD | C01 | 19.08.25 |  | C01A | 30.12.25 |  |  |  |  | N | I.F.C | ISO
AS | PB | SB | CCP-W-B128-PI-140-ST-423-3 | AUX. STEAM PRDS (SMALL) BODY TO ATM. FLASH TANK HP STEAM MANIFOLD | C01 | 19.08.25 |  | C01A | 30.12.25 |  |  |  |  | N | I.F.C | ISO
AS | PB | SB | CCP-W-B128-PI-140-ST-424-1 | AUX. STEAM PRDS (SMALL) BODY TO AUX. STEAM PRDS BODY DRAIN BYPASS | C01 | 19.08.25 |  | C01A | 30.12.25 |  |  |  |  | N | I.F.C | ISO
AS | PB | SB | CCP-W-B128-PI-140-ST-431-1 | AUX. STEAM SILENCER TO AUX. STEAM SILENCER DRAIN | C01 | 19.08.25 |  | C01A | 30.12.25 |  |  |  |  | N | I.F.C | ISO
AS | PB | SB | CCP-W-B128-PI-140-ST-431-2 | AUX. STEAM SILENCER TO AUX. STEAM SILENCER DRAIN | C01 | 19.08.25 |  | C01A | 30.12.25 |  |  |  |  | N | I.F.C | ISO
AS | PB | SB | CCP-W-B128-PI-140-ST-431-3 | AUX. STEAM SILENCER TO AUX. STEAM SILENCER DRAIN | C01 | 19.08.25 |  | C01A | 30.12.25 |  |  |  |  | N | I.F.C | ISO
AS | YARD | LB | CCP-W-B128-PI-140-ST-448-1 | AUX. STEAM COMMON HEADER DRIP POT | C01 | 02.05.25 |  | C01A | 31.01.26 |  |  |  |  | N | I.F.C | ISO
AS | YARD | SB | CCP-W-B128-PI-140-ST-449-1 | AUX. STEAM DRAIN DRIP POT TO ATMOSPHERIC FLASH TANK AUX STEAM MANIFOLD | C01 | 19.08.25 |  | C01A | 30.12.25 |  |  |  |  | N | I.F.C | ISO
AS | YARD | SB | CCP-W-B128-PI-140-ST-450-1 | AUX. STEAM DRAIN STEAM TRAP BYPASS | C01 | 19.08.25 |  | C01A | 30.12.25 |  |  |  |  | N | I.F.C | ISO
AS | YARD | SB | CCP-W-B128-PI-140-ST-451-1 | AUX. STEAM DRAIN DRIP POT TO DRAIN DRIP POT EMPTYING CAP | C01 | 19.08.25 |  | C01A | 30.12.25 |  |  |  |  | N | I.F.C | ISO
AS | YARD | LB | CCP-W-B128-PI-140-ST-469-1 | AUX. STEAM COMMON HEADER DRIP POT | C01 | 02.05.25 | 신규 도면 추가 | [6 empty] | N | I.F.C | ISO
AS | YARD | SB | CCP-W-B128-PI-140-ST-471-1 | AUX. STEAM DRAIN DRIP POT TO ATMOSPHERIC FLASH TANK AUX STEAM MANIFOLD | C01 | 19.08.25 |  | C01A | 30.12.25 |  |  |  |  | N | I.F.C | ISO
AS | YARD | SB | CCP-W-B128-PI-140-ST-472-1 | AUX. STEAM DRAIN STEAM TRAP BYPASS | C01 | 19.08.25 |  | C01A | 30.12.25 |  |  |  |  | N | I.F.C | ISO
AS | YARD | SB | CCP-W-B128-PI-140-ST-473-1 | AUX. STEAM DRAIN DRIP POT TO DRAIN DRIP POT EMPTYING CAP | C01 | 19.08.25 |  | C01A | 30.12.25 |  |  |  |  | N | I.F.C | ISO
AS | YARD | SB | CCP-W-B128-PI-140-ST-570-1 | AUX. STEAM COMMON HEADER VENT | C01 | 19.08.25 |  | C01A | 30.12.25 |  |  |  |  | N | I.F.C | ISO
AS | PB | LB | CCP-W-B128-PI-140-SV-191-1 | AUX. STEAM PRDS DOWNSTREAM TO AUX. STEAM SAFETY VALVE | C01 | 02.05.25 |  | C01A | 31.01.26 |  |  |  |  | N | I.F.C | ISO
AS | PB | LB | CCP-W-B128-PI-140-SV-192-1 | AUX. STEAM SAFETY VALVE TO AUX. STEAM SAFETY VALVE OUTLET | C01 | 02.05.25 | FLANGE RATING HOLD | C01A | 31.01.26 |  |  |  |  | N | I.F.C | ISO
AS | PB | LB | CCP-W-B128-PI-140-SV-193-1 | AUX. STEAM SAFETY VALVE OUTLET TO AUX. STEAM SAFETY VALVE DIS. SILENCER | C01 | 02.05.25 |  | C01A | 31.01.26 |  |  |  |  | N | I.F.C | ISO
AS | PB | SB | CCP-W-B128-PI-140-SV-194-1 | AUX. STEAM SAFETY VALVE OUTLET DRIP PAN TO AUX. STEAM SAFETY VALVE DRAIN | C01 | 19.08.25 |  | C01A | 30.12.25 |  |  |  |  | N | I.F.C | ISO
AS | PB | SB | CCP-W-B128-PI-140-SV-195-1 | AUX. STEAM SAFETY VALVE OUTLET TO AUX. STEAM SAFETY VALVE DRAIN | C01 | 19.08.25 |  | C01A | 30.12.25 |  |  |  |  | N | I.F.C | ISO
AS | PB | SB | CCP-W-B128-PI-140-SV-195-2 | AUX. STEAM SAFETY VALVE OUTLET TO AUX. STEAM SAFETY VALVE DRAIN | C01 | 19.08.25 |  | C01A | 30.12.25 |  |  |  |  | N | I.F.C | ISO
AS | PB | SB | CCP-W-B128-PI-140-SV-195-3 | AUX. STEAM SAFETY VALVE OUTLET TO AUX. STEAM SAFETY VALVE DRAIN | C01 | 19.08.25 |  | C01A | 30.12.25 |  |  |  |  | N | I.F.C | ISO
CD | YARD | SB | CCP-W-B129-PI-140-AV-044-1 | CEP CASING & DISCHARGE VENT HEADER TO CONDENSATE COLLECTION TANK | C01 | 25.08.25 |  | C01A | 30.12.25 |  |  |  |  | N | I.F.C | ISO
CD | YARD | SB | CCP-W-B129-PI-140-AV-044-2 | CEP CASING & DISCHARGE VENT HEADER TO CONDENSATE COLLECTION TANK | C01 | 25.08.25 |  | C01A | 30.12.25 |  |  |  |  | N | I.F.C | ISO
CD | YARD | SB | CCP-W-B129-PI-140-AV-501-1 | #1 CEP SUCTION STRAINER VENT | C01 | 25.08.25 |  | C01A | 30.12.25 |  |  |  |  | N | I.F.C | ISO
CD | YARD | SB | CCP-W-B129-PI-140-AV-502-1 | #2 CEP SUCTION STRAINER VENT | C01 | 25.08.25 |  | C01A | 30.12.25 |  |  |  |  | N | I.F.C | ISO
CD | YARD | SB | CCP-W-B129-PI-140-AV-503-1 | #3 CEP SUCTION STRAINER VENT | C01 | 25.08.25 |  | C01A | 30.12.25 |  |  |  |  | N | I.F.C | ISO
CD | YARD | SB | CCP-W-B129-PI-140-AV-504-1 | #1 CEP TO #1 CEP CASING VENT | C01 | 25.08.25 |  | C01A | 30.12.25 |  |  |  |  | N | I.F.C | ISO
CD | YARD | SB | CCP-W-B129-PI-140-AV-505-1 | #2 CEP TO #2 CEP CASING VENT | C01 | 25.08.25 |  | C01A | 30.12.25 |  |  |  |  | N | I.F.C | ISO
CD | YARD | SB | CCP-W-B129-PI-140-AV-506-1 | #3 CEP TO #3 CEP CASING VENT | C01 | 25.08.25 |  | C01A | 30.12.25 |  |  |  |  | N | I.F.C | ISO
CD | YARD | SB | CCP-W-B129-PI-140-AV-507-1 | #1 CEP DISCHARGE TO #1 CEP DISCHARGE VENT | C01 | 25.08.25 |  | C01A | 30.12.25 |  |  |  |  | N | I.F.C | ISO
CD | YARD | SB | CCP-W-B129-PI-140-AV-508-1 | #2 CEP DISCHARGE TO #2 CEP DISCHARGE VENT | C01 | 25.08.25 |  | C01A | 30.12.25 |  |  |  |  | N | I.F.C | ISO
CD | YARD | SB | CCP-W-B129-PI-140-AV-509-1 | #3 CEP DISCHARGE TO #3 CEP DISCHARGE VENT | C01 | 25.08.25 |  | C01A | 30.12.25 |  |  |  |  | N | I.F.C | ISO
CD | YARD | SB | CCP-W-B129-PI-140-AV-510-1 | EACH CEP CASING & DISCHARGE VENT TO CONDENSATE COLLECTION TANK | C01 | 25.08.25 |  | C01A | 30.12.25 |  |  |  |  | N | I.F.C | ISO
CD | YARD | SB | CCP-W-B129-PI-140-AV-510-2 | EACH CEP CASING & DISCHARGE VENT TO CONDENSATE COLLECTION TANK | C01 | 25.08.25 |  | C01A | 30.12.25 |  |  |  |  | N | I.F.C | ISO
CD | YARD | SB | CCP-W-B129-PI-140-AV-523-1 | CEP VENT HEADER TO COLLECTION TANK LINE VENT | C01 | 25.08.25 |  | C01A | 30.12.25 |  |  |  |  | N | I.F.C | ISO
CD | YARD | LB | CCP-W-B129-PI-140-LC-001-1 | CONDENSATE COLLECTION TANK TO CEP SUCTION HEADER INLET | C01 | 10.04.25 |  | C01A | 31.01.26 | Drawing No. 변경: 16"-LC-B1-29/002-GB1-PP(1OF1) => 16"-LC-B1-29/001-GB1-PP(1OF1) |  |  |  | N | I.F.C | ISO
CD | YARD | LB | CCP-W-B129-PI-140-LC-002-1 | CEP SUCTION HEADER INLET TO CEP SUCTION HEADER LINE | C01 | 10.04.25 |  | VOID | 31.01.26 | VOID ( LINE NO.변경 ) |  |  |  | N | I.F.C | ISO
CD | YARD | LB | CCP-W-B129-PI-140-LC-003-1 | CEP SUCTION HEADER TO CEP A SUCTION | C01 | 10.04.25 |  | C01A | 31.01.26 |  |  |  |  | N | I.F.C | ISO
CD | YARD | LB | CCP-W-B129-PI-140-LC-004-1 | CEP SUCTION HEADER TO CEP B SUCTION | C01 | 10.04.25 |  | C01A | 31.01.26 |  |  |  |  | N | I.F.C | ISO
CD | YARD | LB | CCP-W-B129-PI-140-LC-005-1 | CEP SUCTION HEADER TO CEP C SUCTION | C01 | 10.04.25 |  | C01A | 31.01.26 |  |  |  |  | N | I.F.C | ISO
CD | YARD | LB | CCP-W-B129-PI-140-LC-007-1 | CEP A DISCHARGE TO CEP DISCHARGE HEADER | C01 | 10.04.25 |  | C01A | 31.01.26 |  |  |  |  | N | I.F.C | ISO
CD | YARD | LB | CCP-W-B129-PI-140-LC-008-1 | CEP B DISCHARGE TO CEP DISCHARGE HEADER | C01 | 10.04.25 |  | C01A | 31.01.26 |  |  |  |  | N | I.F.C | ISO
CD | YARD | LB | CCP-W-B129-PI-140-LC-009-1 | CEP B DISCHARGE TO CEP DISCHARGE HEADER | C01 | 10.04.25 |  | C01A | 31.01.26 |  |  |  |  | N | I.F.C | ISO
CD | YARD | LB | CCP-W-B129-PI-140-LC-010-1 | CEP DISCHARGE HEADER INLET TO CEP DISCHARGE HEADER | C01 | 10.04.25 |  | C01A | 31.01.26 |  |  |  |  | N | I.F.C | ISO
CD | YARD | LB | CCP-W-B129-PI-140-LC-011-1 | CEP DISCHARGE HEADER TO CEP DISCHARGE COMMON AFTER BRANCH | C01 | 10.04.25 |  | C01A | 31.01.26 |  |  |  |  | N | I.F.C | ISO
CD | PB | LB | CCP-W-B129-PI-140-LC-012-1 | CEP DISCHARGE HEADER TO GLAND SEAL STEAM CONDENSER INLET | C01 | 10.04.25 |  | C01A | 31.01.26 |  |  |  |  | N | I.F.C | ISO
CD | PB | LB | CCP-W-B129-PI-140-LC-012-2 | CEP DISCHARGE HEADER TO GLAND SEAL STEAM CONDENSER INLET | C01 | 10.04.25 |  | C01A | 31.01.26 |  |  |  |  | N | I.F.C | ISO
CD | PB | LB | CCP-W-B129-PI-140-LC-012-3 | CEP DISCHARGE HEADER TO GLAND SEAL STEAM CONDENSER INLET | C01 | 10.04.25 |  | C01A | 31.01.26 |  |  |  |  | N | I.F.C | ISO
CD | PB | LB | CCP-W-B129-PI-140-LC-013-1 | GLAND SEAL STEAM CONDENSER OUTLET TO CPH INLET HEADER | C01 | 10.04.25 |  | C01A | 31.01.26 |  |  |  |  | N | I.F.C | ISO
CD | PB | LB | CCP-W-B129-PI-140-LC-013-2 | GLAND SEAL STEAM CONDENSER OUTLET TO CPH INLET HEADER | C01 | 10.04.25 |  | C01A | 31.01.26 |  |  |  |  | N | I.F.C | ISO
CD | PB | LB | CCP-W-B129-PI-140-LC-015-1 | CPH INLET HEADER LINE TO HRSG #11 CPH INLET | C01 | 10.04.25 |  | C01A | 31.01.26 |  |  |  |  | N | I.F.C | ISO
CD | PB | LB | CCP-W-B129-PI-140-LC-015-2 | CPH INLET HEADER LINE TO HRSG #11 CPH INLET | C01 | 10.04.25 |  | C01A | 31.01.26 |  |  |  |  | N | I.F.C | ISO
CD | PB | LB | CCP-W-B129-PI-140-LC-016-1 | CPH INLET HEADER LINE TO HRSG #12 CPH INLET | C01 | 10.04.25 |  | C01A | 31.01.26 |  |  |  |  | N | I.F.C | ISO
CD | PB | LB | CCP-W-B129-PI-140-LC-016-2 | CPH INLET HEADER LINE TO HRSG #12 CPH INLET | C01 | 10.04.25 |  | C01A | 31.01.26 |  |  |  |  | N | I.F.C | ISO
CD | PB | LB | CCP-W-B129-PI-140-LC-017-1 | GLAND SEAL STEAM CONDENSER OUTLET TO CEP MINIMUM RECIRCULATION LINE | C01 | 10.04.25 |  | C01A | 31.01.26 |  |  |  |  | N | I.F.C | ISO
CD | PB | LB | CCP-W-B129-PI-140-LC-017-2 | GLAND SEAL STEAM CONDENSER OUTLET TO CEP MINIMUM RECIRCULATION LINE | C01 | 10.04.25 |  | C01A | 31.01.26 |  |  |  |  | N | I.F.C | ISO
CD | PB | LB | CCP-W-B129-PI-140-LC-017-3 | GLAND SEAL STEAM CONDENSER OUTLET TO CEP MINIMUM RECIRCULATION LINE | C01 | 10.04.25 | VENT ROUTE 미확정 | C01A | 31.01.26 |  |  |  |  | N | I.F.C | ISO
CD | PB | LB | CCP-W-B129-PI-140-LC-018-1 | CEP DISCHARGE HEADER TO GLAND SEAL STEAM CONDENSER INLET | C01 | 10.04.25 |  | C01A | 31.01.26 |  |  |  |  | N | I.F.C | ISO
CD | PB | LB | CCP-W-B129-PI-140-LC-019-1 | GLAND SEAL STEAM CONDENSER OUTLET TO CPH INLET HEADER | C01 | 10.04.25 |  | C01A | 31.01.26 |  |  |  |  | N | I.F.C | ISO
CD | YARD | LB | CCP-W-B129-PI-140-LC-021-1 | DEMI. WATER SUPPLY SYSTEM TO INITIAL FILLNG | C01 | 10.04.25 |  | C01A | 31.01.26 |  |  |  |  | N | I.F.C | ISO
CD | PB | LB | CCP-W-B129-PI-140-LC-030-1 | CEP DISCHARGE COMMON TO WATER SPRAY HEADER | C01 | 10.04.25 | VENT ROUTE 미확정 | C01A | 31.01.26 |  |  |  |  | N | I.F.C | ISO
CD | YARD | LB | CCP-W-B129-PI-140-LC-030-2 | CEP DISCHARGE COMMON TO WATER SPRAY HEADER | C01 | 10.04.25 |  | C01A | 31.01.26 |  |  |  |  | N | I.F.C | ISO
CD | YARD | SB | CCP-W-B129-PI-140-LC-031-1 | WATER SPRAY HEADER TO SPRAY FOR LP BYPASS SYSTEM (UNIT #1) | C01 | 25.08.25 |  | C01A | 30.12.25 |  |  |  |  | N | I.F.C | ISO
CD | YARD | SB | CCP-W-B129-PI-140-LC-031-2 | WATER SPRAY HEADER TO SPRAY FOR LP BYPASS SYSTEM (UNIT #1) | C01 | 25.08.25 |  | C01A | 30.12.25 |  |  |  |  | N | I.F.C | ISO
CD | YARD | SB | CCP-W-B129-PI-140-LC-032-1 | WATER SPRAY HEADER TO SPRAY FOR LP BYPASS SYSTEM (UNIT #2) | C01 | 25.08.25 |  | C01A | 30.12.25 |  |  |  |  | N | I.F.C | ISO
CD | YARD | SB | CCP-W-B129-PI-140-LC-032-2 | WATER SPRAY HEADER TO SPRAY FOR LP BYPASS SYSTEM (UNIT #2) | C01 | 25.08.25 |  | C01A | 30.12.25 |  |  |  |  | N | I.F.C | ISO
CD | YARD | LB | CCP-W-B129-PI-140-LC-033-1 | WATER SPRAY HEADER TO SPRAY FOR HP BYPASS SYSTEM (UNIT #11) | C01 | 10.04.25 |  | C01A | 31.01.26 |  |  |  |  | N | I.F.C | ISO
CD | YARD | LB | CCP-W-B129-PI-140-LC-034-1 | WATER SPRAY HEADER TO SPRAY FOR HP BYPASS SYSTEM (UNIT #12) | C01 | 10.04.25 |  | C01A | 31.01.26 |  |  |  |  | N | I.F.C | ISO
CD | PB | SB | CCP-W-B129-PI-140-LC-035-1 | WATER SPRAY HEADER TO SPRAY FOR AUX. STEAM PRDS | C01 | 25.08.25 |  | C01A | 30.12.25 |  |  |  |  | N | I.F.C | ISO
CD | PB | SB | CCP-W-B129-PI-140-LC-035-2 | WATER SPRAY HEADER TO SPRAY FOR AUX. STEAM PRDS | C01 | 25.08.25 |  | C01A | 30.12.25 |  |  |  |  | N | I.F.C | ISO
CD | PB | SB | CCP-W-B129-PI-140-LC-036-1 | WATER SPRAY HEADER TO SPRAY FOR ATM FLASH TANK | C01 | 25.08.25 |  | C01A | 30.12.25 |  |  |  |  | N | I.F.C | ISO
CD | PB | SB | CCP-W-B129-PI-140-LC-037-1 | WATER SPRAY HEADER TO SPRAY FOR ST & SEAL STEAM & VACUUM TANK | C01 | 25.08.25 |  | C01A | 30.12.25 |  |  |  |  | N | I.F.C | ISO
CD | PB | SB | CCP-W-B129-PI-140-LC-038-1 | CEP DISCHARGE LINE TO AUX. STEAM PRDS SPRAY TEMP. CONTROL VALVE | C01 | 25.08.25 |  | C01A | 30.12.25 |  |  |  |  | N | I.F.C | ISO
CD | PB | LB | CCP-W-B129-PI-140-LC-040-1 | CEP DISCHARGE COMMON TO CHEMICAL WASTE WATER POND | C01 | 10.04.25 |  | C01A | 31.01.26 |  |  |  |  | N | I.F.C | ISO
CD | PB | LB | CCP-W-B129-PI-140-LC-041-1 | WASTE WATER TREATMENT BYPASS LINE | C01 | 10.04.25 |  | C01A | 31.01.26 |  |  |  |  | N | I.F.C | ISO
CD | YARD | LB | CCP-W-B129-PI-140-LC-042-1 | CEP DISCHARGE HEADER TO CEP DISCHARGE COMMON AFTER BRANCH | C01 | 10.04.25 |  | C01A | 31.01.26 |  |  |  |  | N | I.F.C | ISO
CD | YARD | LB | CCP-W-B129-PI-140-LC-045-1 | CONDENSATE COLLECTION TANK TO CEP SUCTION HEADER INLET | C01 | 10.04.25 |  | C01A | 31.01.26 | Sheet 매수 변경 |  |  |  | N | I.F.C | ISO
CD | YARD | LB | CCP-W-B129-PI-140-LC-045-2 | CONDENSATE COLLECTION TANK TO CEP SUCTION HEADER INLET | C01 | 10.04.25 |  | C01A | 31.01.26 | Drawing No. 변경: 16"-LC-B1-29/001-GB1-PP(1OF1) => 16"-LC-B1-29/045-GB1-HT(2OF2) |  |  |  | N | I.F.C | ISO
CD | YARD | LB | CCP-W-B129-PI-140-LC-046-1 | GLAND SEAL STEAM CONDENSER OUTLET TO CEP MINIMUM RECIRCULATION LINE TO CCT | C01 | 10.04.25 |  | C01A | 31.01.26 |  |  |  |  | N | I.F.C | ISO
CD | YARD | LB | CCP-W-B129-PI-140-LC-046-2 | GLAND SEAL STEAM CONDENSER OUTLET TO CEP MINIMUM RECIRCULATION LINE TO CCT | C01 | 10.04.25 |  | C01A | 31.01.26 |  |  |  |  | N | I.F.C | ISO
CD | YARD | LB | CCP-W-B129-PI-140-LC-046-3 | GLAND SEAL STEAM CONDENSER OUTLET TO CEP MINIMUM RECIRCULATION LINE TO CCT | C01 | 10.04.25 |  | C01A | 31.01.26 |  |  |  |  | N | I.F.C | ISO
CD | PB | SB | CCP-W-B129-PI-140-LC-051-1 | CHEMICAL DOSING STATION (O2 SCAVANGER) TO CPH INLET COMMON | C01 | 25.08.25 |  | C01A | 30.12.25 |  |  |  |  | N | I.F.C | ISO
CD | PB | SB | CCP-W-B129-PI-140-LC-052-1 | CHEMICAL DOSING STATION (AMMONIA) TO CPH INLET COMMON | C01 | 25.08.25 |  | C01A | 30.12.25 |  |  |  |  | N | I.F.C | ISO
CD | PB | SB | CCP-W-B129-PI-140-LC-060-1 | CEP DISCHARGE COMMON TO CONTROL VALVES HEADER BEFORE BRANCH | C01 | 25.08.25 |  | C01A | 30.12.25 |  |  |  |  | N | I.F.C | ISO
CD | PB | SB | CCP-W-B129-PI-140-LC-060-2 | CEP DISCHARGE COMMON TO CONTROL VALVES HEADER BEFORE BRANCH | C01 | 25.08.25 |  | C01A | 30.12.25 |  |  |  |  | N | I.F.C | ISO
CD | PB | SB | CCP-W-B129-PI-140-LC-061-1 | CONDENSATE WATER TO CV HEADER TO COLLECTION TANK MAKE UP LCV | C01 | 25.08.25 |  | C01A | 30.12.25 |  |  |  |  | N | I.F.C | ISO
CD | YARD | SB | CCP-W-B129-PI-140-LC-062-1 | CONDENSATE WATER TO CV HEADER TO CEP MINIMUM RECIRCULATION FCV | C01 | 25.08.25 |  | C01A | 30.12.25 |  |  |  |  | N | I.F.C | ISO
CD | PB | SB | CCP-W-B129-PI-140-LC-063-1 | CONDENSATE WATER TO CV HEADER TO ATM FLASH TANK DRAIN PUMP LCV | C01 | 25.08.25 |  | C01A | 30.12.25 |  |  |  |  | N | I.F.C | ISO
CD | PB | SB | CCP-W-B129-PI-140-LC-065-1 | CONDENSATE WATER TO CV HEADER TO CEP MIN. RECIR. LINE DOWNSTREAM VALVE | C01 | 25.08.25 |  | C01A | 30.12.25 |  |  |  |  | N | I.F.C | ISO
CD | PB | SB | CCP-W-B129-PI-140-LC-066-1 | CONDENSATE WATER TO CV HEADER TO CEP MINIMUM RECIRCULATION FCV BYPASS VALVE | C01 | 25.08.25 |  | C01A | 30.12.25 |  |  |  |  | N | I.F.C | ISO
CD | YARD | SB | CCP-W-B129-PI-140-LC-067-1 | CONDENSATE WATER TO CV HEADER TO COLLECTION TANK MAKE UP DOWNSTREAM VALVE | C01 | 25.08.25 |  | C01A | 30.12.25 |  |  |  |  | N | I.F.C | ISO
CD | YARD | SB | CCP-W-B129-PI-140-LC-068-1 | CONDENSATE WATER TO CV HEADER TO COLLECTION TANK MAKE UP LCV BYPASS VALVE | C01 | 25.08.25 |  | C01A | 30.12.25 |  |  |  |  | N | I.F.C | ISO
CD | YARD | SB | CCP-W-B129-PI-140-LC-069-1 | CONDENSATE WATER TO CV HEADER TO CEP "A" SUCTION ISOLATION VALVE | C01 | 25.08.25 |  | C01A | 30.12.25 |  |  |  |  | N | I.F.C | ISO
CD | YARD | SB | CCP-W-B129-PI-140-LC-070-1 | CONDENSATE WATER TO CV HEADER TO CEP "B" SUCTION ISOLATION VALVE | C01 | 25.08.25 |  | C01A | 30.12.25 |  |  |  |  | N | I.F.C | ISO
CD | YARD | SB | CCP-W-B129-PI-140-LC-071-1 | CONDENSATE WATER TO CV HEADER TO CEP "C" SUCTION ISOLATION VALVE | C01 | 25.08.25 |  | C01A | 30.12.25 |  |  |  |  | N | I.F.C | ISO
CD | PB | SB | CCP-W-B129-PI-140-LC-072-1 | CONDENSATE WATER TO CV HEADER TO ATM FLASH TANK DRAIN PUMP DOWNSTREAM VALVE | C01 | 25.08.25 |  | C01A | 30.12.25 |  |  |  |  | N | I.F.C | ISO
CD | YARD | SB | CCP-W-B129-PI-140-LC-073-1 | CEP DISCHARGE COMMON TO CONTROL VALVES HEADER BEFORE BRANCH | C01 | 25.08.25 |  | C01A | 30.12.25 |  |  |  |  | N | I.F.C | ISO
CD | YARD | SB | CCP-W-B129-PI-140-LC-073-2 | CEP DISCHARGE COMMON TO CONTROL VALVES HEADER BEFORE BRANCH | C01 | 25.08.25 |  | C01A | 30.12.25 |  |  |  |  | N | I.F.C | ISO
CD | YARD | SB | CCP-W-B129-PI-140-LC-074-1 | CEP DISCHARGE HEADER TO CEP SUCTION ISOLATION VALVE | C01 | 25.08.25 |  | C01A | 30.12.25 |  |  |  |  | N | I.F.C | ISO
CD | YARD | SB | CCP-W-B129-PI-140-LC-074-2 | CEP DISCHARGE HEADER TO CEP SUCTION ISOLATION VALVE | C01 | 25.08.25 |  | C01A | 30.12.25 |  |  |  |  | N | I.F.C | ISO
CD | PB | LB | CCP-W-B129-PI-140-LC-101-1 | GLAND SEAL STEAM CONDENSER BYPASS LINE | C01 | 10.04.25 | VENDOR PRINT 미접수 | C01A | 31.01.26 |  |  |  |  | N | I.F.C | ISO
CD | PB | LB | CCP-W-B129-PI-140-LC-102-1 | CEP MINIMUM RECIRCULATION BYPASS LINE | C01 | 10.04.25 |  | C01A | 31.01.26 |  |  |  |  | N | I.F.C | ISO
CD | YARD | SB | CCP-W-B129-PI-140-LC-401-1 | #1 CEP SUCTION STRAINER DRAIN | C01 | 25.08.25 |  | C01A | 30.12.25 |  |  |  |  | N | I.F.C | ISO
CD | YARD | SB | CCP-W-B129-PI-140-LC-402-1 | #2 CEP SUCTION STRAINER DRAIN | C01 | 25.08.25 |  | C01A | 30.12.25 |  |  |  |  | N | I.F.C | ISO
CD | YARD | SB | CCP-W-B129-PI-140-LC-403-1 | #3 CEP SUCTION STRAINER DRAIN | C01 | 25.08.25 |  | C01A | 30.12.25 |  |  |  |  | N | I.F.C | ISO
CD | YARD | SB | CCP-W-B129-PI-140-LC-404-1 | #1 CEP DRAIN | C01 | 25.08.25 |  | C01A | 30.12.25 |  |  |  |  | N | I.F.C | ISO
CD | YARD | SB | CCP-W-B129-PI-140-LC-405-1 | #2 CEP DRAIN | C01 | 25.08.25 |  | C01A | 30.12.25 |  |  |  |  | N | I.F.C | ISO
CD | YARD | SB | CCP-W-B129-PI-140-LC-406-1 | #3 CEP DRAIN | C01 | 25.08.25 |  | C01A | 30.12.25 |  |  |  |  | N | I.F.C | ISO
CD | PB | SB | CCP-W-B129-PI-140-LC-412-1 | CEP MINIMUM RECIRCULATION LINE DRAIN | C01 | 25.08.25 |  | C01A | 30.12.25 |  |  |  |  | N | I.F.C | ISO
CD | PB | SB | CCP-W-B129-PI-140-LC-413-1 | CEP DISCHARGE HEADER DRAIN | C01 | 25.08.25 |  | C01A | 30.12.25 |  |  |  |  | N | I.F.C | ISO
CD | PB | SB | CCP-W-B129-PI-140-LC-414-1 | CONDENSATE WATER TO WWT DRAIN | C01 | 25.08.25 |  | C01A | 30.12.25 |  |  |  |  | N | I.F.C | ISO
CD | YARD | SB | CCP-W-B129-PI-140-LC-423-1 | CEP MINIMUM RECIRCULATION LINE DRAIN | C01 | 25.08.25 |  | C01A | 30.12.25 |  |  |  |  | N | I.F.C | ISO
CD | YARD | SB | CCP-W-B129-PI-140-LC-461-1 | DEMI. WATER SUPPLY INITIAL FILLNG DRAIN | C01 | 25.08.25 |  | C01A | 30.12.25 |  |  |  |  | N | I.F.C | ISO
CD | YARD | SB | CCP-W-B129-PI-140-LC-462-1 | WATER SPRAY HEADER DRAIN | C01 | 25.08.25 |  | C01A | 30.12.25 |  |  |  |  | N | I.F.C | ISO
CD | YARD | SB | CCP-W-B129-PI-140-LC-520-1 | DEMI. WATER SUPPLY INITIAL FILLNG VENT | C01 | 25.08.25 |  | C01A | 30.12.25 |  |  |  |  | N | I.F.C | ISO
CD | YARD | SB | CCP-W-B129-PI-140-LC-522-1 | CEP MINIMUM RECIRCULATION LINE VENT | C01 | 25.08.25 |  | C01A | 30.12.25 |  |  |  |  | N | I.F.C | ISO
CD | YARD | SB | CCP-W-B129-PI-140-LC-524-1 | CONDENSATE WATER TO CV HEADER VENT | C01 | 25.08.25 |  | C01A | 30.12.25 |  |  |  |  | N | I.F.C | ISO
SS | PB | SB | CCP-W-B129-PI-140-LC-601-1 | HRSG #11 CPH INLET TO SAMPLING SYSTEM(BEFORE ISOLATION VALVE) | C01 | 21.08.25 |  | C01A | 30.12.25 |  |  |  |  | N | I.F.C | ISO
SS | PB | SB | CCP-W-B129-PI-140-LC-602-1 | HRSG #11 CPH INLET(AFTER ISOLATION VALVE) TO SAMPLING SYSTEM | C01 | 21.08.25 |  | C01A | 30.12.25 |  |  |  |  | N | I.F.C | ISO
SS | PB | SB | CCP-W-B129-PI-140-LC-602-2 | HRSG #11 CPH INLET(AFTER ISOLATION VALVE) TO SAMPLING SYSTEM | C01 | 21.08.25 |  | C01A | 30.12.25 |  |  |  |  | N | I.F.C | ISO
SS | PB | SB | CCP-W-B129-PI-140-LC-602-3 | HRSG #11 CPH INLET(AFTER ISOLATION VALVE) TO SAMPLING SYSTEM | C01 | 21.08.25 |  | C01A | 30.12.25 |  |  |  |  | N | I.F.C | ISO
SS | PB | SB | CCP-W-B129-PI-140-LC-602-4 | HRSG #11 CPH INLET(AFTER ISOLATION VALVE) TO SAMPLING SYSTEM | C01 | 21.08.25 |  | C01A | 30.12.25 |  |  |  |  | N | I.F.C | ISO
SS | PB | SB | CCP-W-B129-PI-140-LC-603-1 | HRSG #12 CPH INLET TO SAMPLING SYSTEM(BEFORE ISOLATION VALVE) | C01 | 21.08.25 |  | C01A | 30.12.25 |  |  |  |  | N | I.F.C | ISO
SS | PB | SB | CCP-W-B129-PI-140-LC-604-1 | HRSG #12 CPH INLET(AFTER ISOLATION VALVE) TO SAMPLING SYSTEM | C01 | 21.08.25 |  | C01A | 30.12.25 |  |  |  |  | N | I.F.C | ISO
SS | PB | SB | CCP-W-B129-PI-140-LC-604-2 | HRSG #12 CPH INLET(AFTER ISOLATION VALVE) TO SAMPLING SYSTEM | C01 | 21.08.25 |  | C01A | 30.12.25 |  |  |  |  | N | I.F.C | ISO
SS | PB | SB | CCP-W-B129-PI-140-LC-604-3 | HRSG #12 CPH INLET(AFTER ISOLATION VALVE) TO SAMPLING SYSTEM | C01 | 21.08.25 |  | C01A | 30.12.25 |  |  |  |  | N | I.F.C | ISO
CD | YARD | SB | CCP-W-B129-PI-140-ST-461-1 | STR-29161 DRAIN | C01 | 25.08.25 |  | C01A | 30.12.25 |  |  |  |  | N | I.F.C | ISO
CD | YARD | SB | CCP-W-B129-PI-140-ST-462-1 | STR-29162 DRAIN | C01 | 25.08.25 |  | C01A | 30.12.25 |  |  |  |  | N | I.F.C | ISO
CD | YARD | SB | CCP-W-B129-PI-140-ST-471-1 | SPRAY FOR #1 LP BYPASS VALVE TO STRAINER DRAIN LINE | C01 | 25.08.25 |  | C01A | 30.12.25 |  |  |  |  | N | I.F.C | ISO
CD | YARD | SB | CCP-W-B129-PI-140-ST-472-1 | SPRAY FOR #2 LP BYPASS VALVE TO STRAINER DRAIN LINE | C01 | 25.08.25 |  | C01A | 30.12.25 |  |  |  |  | N | I.F.C | ISO
CD | PB | SB | CCP-W-B129-PI-140-ST-481-1 | CEP DISCHARGE LINE STRAINER DRAIN | C01 | 25.08.25 |  | C01A | 30.12.25 |  |  |  |  | N | I.F.C | ISO
CD | PB | SB | CCP-W-B129-PI-140-ST-482-1 | CEP DISCHARGE LINE STRAINER DRAIN | C01 | 25.08.25 |  | C01A | 30.12.25 |  |  |  |  | N | I.F.C | ISO
CD | PB | SB | CCP-W-B129-PI-140-ST-483-1 | WATER SPRAY HEADER DRAIN | C01 | 25.08.25 |  | C01A | 30.12.25 |  |  |  |  | N | I.F.C | ISO
FW | PB | LB | CCP-W-B130-PI-140-BWF-001-1 | HRSG LP DRUMTO BFP(#A, B) SUCTION (COMMON) | C01 | 03.04.25 |  | C01A | 31.01.26 |  |  |  |  | N | I.F.C | ISO
FW | PB | LB | CCP-W-B130-PI-140-BWF-002-1 | BFP(#A, B) SUCTION (COMMON)TO BFP #A SUCTION(INDIVIDUAL) | C01 | 03.04.25 |  | C01A | 31.01.26 |  |  |  |  | N | I.F.C | ISO
FW | PB | LB | CCP-W-B130-PI-140-BWF-003-1 | BFP(#A, B) SUCTION (COMMON)TO BFP #B SUCTION(INDIVIDUAL) | C01 | 03.04.25 |  | C01A | 31.01.26 |  |  |  |  | N | I.F.C | ISO
FW | PB | LB | CCP-W-B130-PI-140-BWF-004-1 | BFP #A IP DISCHARGE(INDIVIDUAL)TO BFP(#A, B) IP DISCHARGE (COMMON) | C01 | 03.04.25 |  | C01A | 31.01.26 |  |  |  |  | N | I.F.C | ISO
FW | PB | LB | CCP-W-B130-PI-140-BWF-005-1 | BFP #B IP DISCHARGE(INDIVIDUAL)TO BFP(#A, B) IP DISCHARGE (COMMON) | C01 | 03.04.25 |  | C01A | 31.01.26 |  |  |  |  | N | I.F.C | ISO
FW | PB | LB | CCP-W-B130-PI-140-BWF-006-1 | BFP(#A, B) IP DISCHARGE (COMMON)TO FUEL GAS PERFORMANCE HEATER | C01 | 03.04.25 |  | C01A | 31.01.26 |  |  |  |  | N | I.F.C | ISO
FW | PB | LB | CCP-W-B130-PI-140-BWF-006-2 | BFP(#A, B) IP DISCHARGE (COMMON)TO FUEL GAS PERFORMANCE HEATER | C01 | 03.04.25 |  | C01A | 31.01.26 |  |  |  |  | N | I.F.C | ISO
FW | PB | LB | CCP-W-B130-PI-140-BWF-007-1 | BFP #A HP DISCHARGETO MOV UPSTREAM | C01 | 03.04.25 |  | C01A | 31.01.26 |  |  |  |  | N | I.F.C | ISO
FW | PB | LB | CCP-W-B130-PI-140-BWF-007-2 | BFP #A HP DISCHARGETO MOV UPSTREAM | C01 | 03.04.25 |  | C01A | 31.01.26 |  |  |  |  | N | I.F.C | ISO
FW | PB | LB | CCP-W-B130-PI-140-BWF-008-1 | BFP #B HP DISCHARGETO MOV UPSTREAM | C01 | 03.04.25 |  | C01A | 31.01.26 |  |  |  |  | N | I.F.C | ISO
FW | PB | LB | CCP-W-B130-PI-140-BWF-008-2 | BFP #B HP DISCHARGETO MOV UPSTREAM | C01 | 03.04.25 |  | C01A | 31.01.26 |  |  |  |  | N | I.F.C | ISO
FW | PB | LB | CCP-W-B130-PI-140-BWF-011-1 | BFP(#A, B) HP DISCHARGE (COMMON)TO HRSG HP ECONOMIZER INLET | C01 | 03.04.25 |  | C01A | 31.01.26 |  |  |  |  | N | I.F.C | ISO
FW | PB | LB | CCP-W-B130-PI-140-BWF-012-1 | BFP #A MIN RECIRCULATION RETURNTO B1-MV-30103A UPSTREAM | C01 | 03.04.25 |  | C01A | 31.01.26 |  |  |  |  | N | I.F.C | ISO
FW | PB | LB | CCP-W-B130-PI-140-BWF-013-1 | BFP #B MIN RECIRCULATION RETURNTO B1-MV-30103B UPSTREAM | C01 | 03.04.25 |  | C01A | 31.01.26 |  |  |  |  | N | I.F.C | ISO
FW | PB | LB | CCP-W-B130-PI-140-BWF-014-1 | BFP #A MIN REC. B1-MV-30103A DOWNSTREAMTO HRSG LP DRUM | C01 | 03.04.25 |  | C01A | 31.01.26 |  |  |  |  | N | I.F.C | ISO
FW | PB | LB | CCP-W-B130-PI-140-BWF-015-1 | BFP #B MIN REC. B1-MV-30103B DOWNSTREAMTO HRSG LP DRUM | C01 | 03.04.25 |  | C01A | 31.01.26 |  |  |  |  | N | I.F.C | ISO
FW | PB | SB | CCP-W-B130-PI-140-BWF-016-1 | BFP(#A, B) HP DISCHARGE (COMMON) TO BFP WARM UP(COMMON) | C01 | 13.08.25 |  | C01A | 30.12.25 |  |  |  |  | N | I.F.C | ISO
FW | PB | SB | CCP-W-B130-PI-140-BWF-017-1 | BFP WARM UP(COMMON) TO BFP #A WARM UP | C01 | 13.08.25 |  | C01A | 30.12.25 |  |  |  |  | N | I.F.C | ISO
FW | PB | SB | CCP-W-B130-PI-140-BWF-018-1 | BFP WARM UP(COMMON) TO BFP #B WARM UP | C01 | 13.08.25 |  | C01A | 30.12.25 |  |  |  |  | N | I.F.C | ISO
FW | PB | SB | CCP-W-B130-PI-140-BWF-021-1 | PER. HEATER INLET SHUT OFF VALVE BYPASS LINE | C01 | 13.08.25 |  | C01A | 30.12.25 |  |  |  |  | N | I.F.C | ISO
FGH | PB | LB | CCP-W-B130-PI-140-BWF-022-1 | FUEL GAS PERFORMANCE HEATER OUTLET TO GAS LEAKAGE SYSTEM HEADER | C01 | 28.04.25 | SCOPE 구분 미확정 | C01A | 31.01.26 |  |  |  |  | N | I.F.C | ISO
FGH | PB | LB | CCP-W-B130-PI-140-BWF-023-1 | GAS LEAKAGE SYSTEM HEADER | C01 | 28.04.25 |  | C01A | 31.01.26 |  |  |  |  | N | I.F.C | ISO
FGH | PB | LB | CCP-W-B130-PI-140-BWF-024-1 | GAS LEAKAGE SYSTEM HEADER TO B1-MV-30107 UPSTREAM | C01 | 28.04.25 |  | C01A | 31.01.26 |  |  |  |  | N | I.F.C | ISO
FGH | PB | LB | CCP-W-B130-PI-140-BWF-025-1 | B1-MV-30107 DOWNSTREAM TO HRSG CPH INLET | C01 | 28.04.25 |  | C01A | 31.01.26 |  |  |  |  | N | I.F.C | ISO
FGH | PB | LB | CCP-W-B130-PI-140-BWF-025-2 | B1-MV-30107 DOWNSTREAM TO HRSG CPH INLET | C01 | 28.04.25 |  | C01A | 31.01.26 |  |  |  |  | N | I.F.C | ISO
FW | PB | LB | CCP-W-B130-PI-140-BWF-026-1 | DEMI INITIAL FILLING TO HRSG HP ECONOMIZER FILLING | C01 | 31.01.26 | DW → FW SYSTEM (SYSTEM 변경에 의한 추가) | [6 empty] | N | I.F.C | ISO
FW | PB | LB | CCP-W-B130-PI-140-BWF-027-1 | DEMI INITIAL FILLING TO FUEL GAS PERFORMANCE HEATER FILLING | C01 | 31.01.26 | DW → FW SYSTEM (SYSTEM 변경에 의한 추가) | [6 empty] | N | I.F.C | ISO
FW | PB | SB | CCP-W-B130-PI-140-BWF-191-1 | BFP #A SUCTION PSV INLET | C01 | 13.08.25 |  | C01A | 30.12.25 |  |  |  |  | N | I.F.C | ISO
FW | PB | SB | CCP-W-B130-PI-140-BWF-192-1 | BFP #B SUCTION PSV INLET | C01 | 13.08.25 |  | C01A | 30.12.25 |  |  |  |  | N | I.F.C | ISO
FW | PB | SB | CCP-W-B130-PI-140-BWF-193-1 | BFP #A SUCTION PSV OUTLET | C01 | 13.08.25 |  | C01A | 30.12.25 |  |  |  |  | N | I.F.C | ISO
FW | PB | SB | CCP-W-B130-PI-140-BWF-194-1 | BFP #B SUCTION PSV OUTLET | C01 | 13.08.25 |  | C01A | 30.12.25 |  |  |  |  | N | I.F.C | ISO
FW | PB | SB | CCP-W-B130-PI-140-BWF-195-1 | PERFORMANCE HEATER INLET PSV INLET | C01 | 13.08.25 |  | C01A | 30.12.25 |  |  |  |  | N | I.F.C | ISO
FW | PB | SB | CCP-W-B130-PI-140-BWF-196-1 | PERFORMANCE HEATER INLET PSV OUTLET | C01 | 13.08.25 |  | C01A | 30.12.25 |  |  |  |  | N | I.F.C | ISO
FGH | PB | SB | CCP-W-B130-PI-140-BWF-197-1 | GT FGH IP FCV DOWNSTREAM PSV INLET | C01 | 09.02.25 |  | C01A | 30.12.25 |  |  |  |  | N | I.F.C | ISO
FGH | PB | SB | CCP-W-B130-PI-140-BWF-198-1 | GT FGH IP FCV DOWNSTREAM PSV OUTLET | C01 | 09.02.25 |  | C01A | 30.12.25 |  |  |  |  | N | I.F.C | ISO
FW | PB | SB | CCP-W-B130-PI-140-BWF-401-1 | BFP #A CASING DRAIN | C01 | 13.08.25 |  | C01A | 30.12.25 |  |  |  |  | N | I.F.C | ISO
FW | PB | SB | CCP-W-B130-PI-140-BWF-402-1 | BFP #B CASING DRAIN | C01 | 13.08.25 |  | C01A | 30.12.25 |  |  |  |  | N | I.F.C | ISO
FGH | PB | SB | CCP-W-B130-PI-140-BWF-404-1 | GT FGH IP FCV UPSTREAM DRAIN | C01 | 09.02.25 |  | C01A | 30.12.25 |  |  |  |  | N | I.F.C | ISO
FW | PB | SB | CCP-W-B130-PI-140-BWF-405-1 | BFP#A SUCTION SIMPLEX STRAINER DRAIN | C01 | 13.08.25 |  | C01A | 30.12.25 |  |  |  |  | N | I.F.C | ISO
FW | PB | SB | CCP-W-B130-PI-140-BWF-406-1 | BFP#B SUCTION SIMPLEX STRAINER DRAIN | C01 | 13.08.25 |  | C01A | 30.12.25 |  |  |  |  | N | I.F.C | ISO
FGH | PB | SB | CCP-W-B130-PI-140-BWF-501-1 | FUEL GAS HEATER LEAKED GAS VENT LINE TO RO UPSTREAM | C01 | 09.02.25 |  | C01A | 30.12.25 |  |  |  |  | N | I.F.C | ISO
FGH | PB | SB | CCP-W-B130-PI-140-BWF-502-1 | FUEL GAS HEATER LEAKED GAS VENT LINE(RO DOWNSTREAM) TO ATMOSPHERE | C01 | 09.02.25 |  | C01A | 30.12.25 |  |  |  |  | N | I.F.C | ISO
FGH | PB | SB | CCP-W-B130-PI-140-BWF-502-2 | FUEL GAS HEATER LEAKED GAS VENT LINE(RO DOWNSTREAM) TO ATMOSPHERE | C01 | 09.02.25 |  | C01A | 30.12.25 |  |  |  |  | N | I.F.C | ISO
FW | PB | SB | CCP-W-B130-PI-140-BWF-503-1 | BFP#A SUCTION SIMPLEX STRAINER VENT | C01 | 13.08.25 |  | C01A | 30.12.25 |  |  |  |  | N | I.F.C | ISO
FW | PB | SB | CCP-W-B130-PI-140-BWF-504-1 | BFP#B SUCTION SIMPLEX STRAINER VENT | C01 | 13.08.25 |  | C01A | 30.12.25 |  |  |  |  | N | I.F.C | ISO
SS | PB | SB | CCP-W-B130-PI-140-BWF-601-1 | BFP(#A, B) SUCTION (COMMON) TO SAMPLING(BEFORE ISOLATION VALVE) | C01 | 21.08.25 |  | C01A | 30.12.25 |  |  |  |  | N | I.F.C | ISO
SS | PB | SB | CCP-W-B130-PI-140-BWF-602-1 | BFP(#A, B) SUCTION (AFTER ISOLATION VALVE) TO SAMPLING | C01 | 21.08.25 |  | C01A | 30.12.25 |  |  |  |  | N | I.F.C | ISO
SS | PB | SB | CCP-W-B130-PI-140-BWF-602-2 | BFP(#A, B) SUCTION (AFTER ISOLATION VALVE) TO SAMPLING | C01 | 21.08.25 |  | C01A | 30.12.25 |  |  |  |  | N | I.F.C | ISO
SS | PB | SB | CCP-W-B130-PI-140-BWF-602-3 | BFP(#A, B) SUCTION (AFTER ISOLATION VALVE) TO SAMPLING | C01 | 21.08.25 |  | C01A | 30.12.25 |  |  |  |  | N | I.F.C | ISO
SS | PB | SB | CCP-W-B130-PI-140-BWF-602-4 | BFP(#A, B) SUCTION (AFTER ISOLATION VALVE) TO SAMPLING | C01 | 21.08.25 |  | C01A | 30.12.25 |  |  |  |  | N | I.F.C | ISO
SS | PB | SB | CCP-W-B130-PI-140-BWF-602-5 | BFP(#A, B) SUCTION (AFTER ISOLATION VALVE) TO SAMPLING | C01 | 21.08.25 |  | C01A | 30.12.25 |  |  |  |  | N | I.F.C | ISO
FW | PB | LB | CCP-W-B131-PI-140-BWF-001-1 | HRSG LP DRUMTO BFP(#A, B) SUCTION (COMMON) | C01 | 03.04.25 |  | C01A | 31.01.26 |  |  |  |  | N | I.F.C | ISO
FW | PB | LB | CCP-W-B131-PI-140-BWF-002-1 | BFP(#A, B) SUCTION (COMMON)TO BFP #A SUCTION(INDIVIDUAL) | C01 | 03.04.25 |  | C01A | 31.01.26 |  |  |  |  | N | I.F.C | ISO
FW | PB | LB | CCP-W-B131-PI-140-BWF-003-1 | BFP(#A, B) SUCTION (COMMON)TO BFP #B SUCTION(INDIVIDUAL) | C01 | 03.04.25 |  | C01A | 31.01.26 |  |  |  |  | N | I.F.C | ISO
FW | PB | LB | CCP-W-B131-PI-140-BWF-004-1 | BFP #A IP DISCHARGE(INDIVIDUAL)TO BFP(#A, B) IP DISCHARGE (COMMON) | C01 | 03.04.25 |  | C01A | 31.01.26 |  |  |  |  | N | I.F.C | ISO
FW | PB | LB | CCP-W-B131-PI-140-BWF-005-1 | BFP #B IP DISCHARGE(INDIVIDUAL)TO BFP(#A, B) IP DISCHARGE (COMMON) | C01 | 03.04.25 |  | C01A | 31.01.26 |  |  |  |  | N | I.F.C | ISO
FW | PB | LB | CCP-W-B131-PI-140-BWF-006-1 | BFP(#A, B) IP DISCHARGE (COMMON)TO FUEL GAS PERFORMANCE HEATER | C01 | 03.04.25 |  | C01A | 31.01.26 |  |  |  |  | N | I.F.C | ISO
FW | PB | LB | CCP-W-B131-PI-140-BWF-006-2 | BFP(#A, B) IP DISCHARGE (COMMON)TO FUEL GAS PERFORMANCE HEATER | C01 | 03.04.25 |  | C01A | 31.01.26 |  |  |  |  | N | I.F.C | ISO
FW | PB | LB | CCP-W-B131-PI-140-BWF-007-1 | BFP #A HP DISCHARGETO DISCHARGE | C01 | 03.04.25 |  | C01A | 31.01.26 |  |  |  |  | N | I.F.C | ISO
FW | PB | LB | CCP-W-B131-PI-140-BWF-007-2 | BFP #A HP DISCHARGETO DISCHARGE | C01 | 03.04.25 |  | C01A | 31.01.26 |  |  |  |  | N | I.F.C | ISO
FW | PB | LB | CCP-W-B131-PI-140-BWF-008-1 | BFP #B HP DISCHARGETO DISCHARGE | C01 | 03.04.25 |  | C01A | 31.01.26 |  |  |  |  | N | I.F.C | ISO
FW | PB | LB | CCP-W-B131-PI-140-BWF-008-2 | BFP #B HP DISCHARGETO DISCHARGE | C01 | 03.04.25 |  | C01A | 31.01.26 |  |  |  |  | N | I.F.C | ISO
FW | PB | LB | CCP-W-B131-PI-140-BWF-011-1 | BFP(#A, B) HP DISCHARGE (COMMON)TO HRSG HP ECONOMIZER INLET | C01 | 03.04.25 |  | C01A | 31.01.26 |  |  |  |  | N | I.F.C | ISO
FW | PB | LB | CCP-W-B131-PI-140-BWF-012-1 | BFP #A MIN RECIRCULATION RETURNTO B1-MV-31103A UPSTREAM | C01 | 03.04.25 |  | C01A | 31.01.26 |  |  |  |  | N | I.F.C | ISO
FW | PB | LB | CCP-W-B131-PI-140-BWF-013-1 | BFP #B MIN RECIRCULATION RETURNTO B1-MV-31103B UPSTREAM | C01 | 03.04.25 |  | C01A | 31.01.26 |  |  |  |  | N | I.F.C | ISO
FW | PB | LB | CCP-W-B131-PI-140-BWF-014-1 | BFP #A MIN REC. B1-MV-31103A DOWNSTREAMTO HRSG LP DRUM | C01 | 03.04.25 |  | C01A | 31.01.26 |  |  |  |  | N | I.F.C | ISO
FW | PB | LB | CCP-W-B131-PI-140-BWF-015-1 | BFP #B MIN REC. B1-MV-31103B DOWNSTREAMTO HRSG LP DRUM | C01 | 03.04.25 |  | C01A | 31.01.26 |  |  |  |  | N | I.F.C | ISO
FW | PB | SB | CCP-W-B131-PI-140-BWF-016-1 | BFP(#A, B) HP DISCHARGE (COMMON) TO BFP WARM UP(COMMON) | C01 | 13.08.25 |  | C01A | 30.12.25 |  |  |  |  | N | I.F.C | ISO
FW | PB | SB | CCP-W-B131-PI-140-BWF-017-1 | BFP WARM UP(COMMON) TO BFP #A WARM UP | C01 | 13.08.25 |  | C01A | 30.12.25 |  |  |  |  | N | I.F.C | ISO
FW | PB | SB | CCP-W-B131-PI-140-BWF-018-1 | BFP WARM UP(COMMON) TO BFP #B WARM UP | C01 | 13.08.25 |  | C01A | 30.12.25 |  |  |  |  | N | I.F.C | ISO
FW | PB | SB | CCP-W-B131-PI-140-BWF-021-1 | PER. HEATER INLET SHUT OFF VALVE BYPASS LINE | C01 | 13.08.25 |  | C01A | 30.12.25 |  |  |  |  | N | I.F.C | ISO
FGH | PB | LB | CCP-W-B131-PI-140-BWF-022-1 | FUEL GAS PERFORMANCE HEATER OUTLET TO GAS LEAKAGE SYSTEM HEADER | C01 | 28.04.25 | SCOPE 구분 미확정 | C01A | 31.01.26 |  |  |  |  | N | I.F.C | ISO
FGH | PB | LB | CCP-W-B131-PI-140-BWF-023-1 | GAS LEAKAGE SYSTEM HEADER | C01 | 28.04.25 |  | C01A | 31.01.26 |  |  |  |  | N | I.F.C | ISO
FGH | PB | LB | CCP-W-B131-PI-140-BWF-024-1 | GAS LEAKAGE SYSTEM HEADER TO B1-MV-31107 UPSTREAM | C01 | 28.04.25 |  | C01A | 31.01.26 |  |  |  |  | N | I.F.C | ISO
FGH | PB | LB | CCP-W-B131-PI-140-BWF-025-1 | B1-MV-31107 DOWNSTREAM TO HRSG CPH INLET | C01 | 28.04.25 |  | C01A | 31.01.26 |  |  |  |  | N | I.F.C | ISO
FGH | PB | LB | CCP-W-B131-PI-140-BWF-025-2 | B1-MV-31107 DOWNSTREAM TO HRSG CPH INLET | C01 | 28.04.25 |  | C01A | 31.01.26 |  |  |  |  | N | I.F.C | ISO
FW | PB | LB | CCP-W-B131-PI-140-BWF-026-1 | DEMI INITIAL FILLING TO HRSG HP ECONOMIZER FILLING | C01 | 31.01.26 | DW → FW SYSTEM (SYSTEM 변경에 의한 추가) | [6 empty] | N | I.F.C | ISO
FW | PB | LB | CCP-W-B131-PI-140-BWF-027-1 | DEMI INITIAL FILLING TO FUEL GAS PERFORMANCE HEATER FILLING | C01 | 31.01.26 | DW → FW SYSTEM (SYSTEM 변경에 의한 추가) | [6 empty] | N | I.F.C | ISO
FW | PB | SB | CCP-W-B131-PI-140-BWF-191-1 | BFP #A SUCTION PSV INLET | C01 | 13.08.25 |  | C01A | 30.12.25 |  |  |  |  | N | I.F.C | ISO
FW | PB | SB | CCP-W-B131-PI-140-BWF-192-1 | BFP #B SUCTION PSV INLET | C01 | 13.08.25 |  | C01A | 30.12.25 |  |  |  |  | N | I.F.C | ISO
FW | PB | SB | CCP-W-B131-PI-140-BWF-193-1 | BFP #A SUCTION PSV OUTLET | C01 | 13.08.25 |  | C01A | 30.12.25 |  |  |  |  | N | I.F.C | ISO
FW | PB | SB | CCP-W-B131-PI-140-BWF-194-1 | BFP #B SUCTION PSV OUTLET | C01 | 13.08.25 |  | C01A | 30.12.25 |  |  |  |  | N | I.F.C | ISO
FW | PB | SB | CCP-W-B131-PI-140-BWF-195-1 | PERFORMANCE HEATER INLET PSV INLET | C01 | 13.08.25 |  | C01A | 30.12.25 |  |  |  |  | N | I.F.C | ISO
FW | PB | SB | CCP-W-B131-PI-140-BWF-196-1 | PERFORMANCE HEATER INLET PSV OUTLET | C01 | 13.08.25 |  | C01A | 30.12.25 |  |  |  |  | N | I.F.C | ISO
FGH | PB | SB | CCP-W-B131-PI-140-BWF-197-1 | GT FGH IP FCV DOWNSTREAM PSV INLET | C01 | 09.02.25 |  | C01A | 30.12.25 |  |  |  |  | N | I.F.C | ISO
FGH | PB | SB | CCP-W-B131-PI-140-BWF-198-1 | GT FGH IP FCV DOWNSTREAM PSV OUTLET | C01 | 09.02.25 |  | C01A | 30.12.25 |  |  |  |  | N | I.F.C | ISO
FW | PB | SB | CCP-W-B131-PI-140-BWF-401-1 | BFP #A CASING DRAIN | C01 | 13.08.25 |  | C01A | 30.12.25 |  |  |  |  | N | I.F.C | ISO
FW | PB | SB | CCP-W-B131-PI-140-BWF-402-1 | BFP #B CASING DRAIN | C01 | 13.08.25 |  | C01A | 30.12.25 |  |  |  |  | N | I.F.C | ISO
FGH | PB | SB | CCP-W-B131-PI-140-BWF-404-1 | GT FGH IP FCV UPSTREAM DRAIN | C01 | 09.02.25 |  | C01A | 30.12.25 |  |  |  |  | N | I.F.C | ISO
FW | PB | SB | CCP-W-B131-PI-140-BWF-405-1 | BFP#A SUCTION SIMPLEX STRAINER DRAIN | C01 | 13.08.25 |  | C01A | 30.12.25 |  |  |  |  | N | I.F.C | ISO
FW | PB | SB | CCP-W-B131-PI-140-BWF-406-1 | BFP#B SUCTION SIMPLEX STRAINER DRAIN | C01 | 13.08.25 |  | C01A | 30.12.25 |  |  |  |  | N | I.F.C | ISO
FGH | PB | SB | CCP-W-B131-PI-140-BWF-501-1 | FUEL GAS HEATER LEAKED GAS VENT LINE TO RO UPSTREAM | C01 | 09.02.25 |  | C01A | 30.12.25 |  |  |  |  | N | I.F.C | ISO
FGH | PB | SB | CCP-W-B131-PI-140-BWF-502-1 | FUEL GAS HEATER LEAKED GAS VENT LINE(RO DOWNSTREAM) TO ATMOSPHERE | C01 | 09.02.25 |  | C01A | 30.12.25 |  |  |  |  | N | I.F.C | ISO
FGH | PB | SB | CCP-W-B131-PI-140-BWF-502-2 | FUEL GAS HEATER LEAKED GAS VENT LINE(RO DOWNSTREAM) TO ATMOSPHERE | C01 | 09.02.25 |  | C01A | 30.12.25 |  |  |  |  | N | I.F.C | ISO
FW | PB | SB | CCP-W-B131-PI-140-BWF-503-1 | BFP#A SUCTION SIMPLEX STRAINER VENT | C01 | 13.08.25 |  | C01A | 30.12.25 |  |  |  |  | N | I.F.C | ISO
FW | PB | SB | CCP-W-B131-PI-140-BWF-504-1 | BFP#B SUCTION SIMPLEX STRAINER VENT | C01 | 13.08.25 |  | C01A | 30.12.25 |  |  |  |  | N | I.F.C | ISO
SS | PB | SB | CCP-W-B131-PI-140-BWF-601-1 | BFP(#A, B) SUCTION (COMMON) TO SAMPLING(BEFORE ISOLATION VALVE) | C01 | 21.08.25 |  | C01A | 30.12.25 |  |  |  |  | N | I.F.C | ISO
SS | PB | SB | CCP-W-B131-PI-140-BWF-602-1 | BFP(#A, B) SUCTION (AFTER ISOLATION VALVE) TO SAMPLING | C01 | 21.08.25 |  | C01A | 30.12.25 |  |  |  |  | N | I.F.C | ISO
SS | PB | SB | CCP-W-B131-PI-140-BWF-602-2 | BFP(#A, B) SUCTION (AFTER ISOLATION VALVE) TO SAMPLING | C01 | 21.08.25 |  | C01A | 30.12.25 |  |  |  |  | N | I.F.C | ISO
SS | PB | SB | CCP-W-B131-PI-140-BWF-602-3 | BFP(#A, B) SUCTION (AFTER ISOLATION VALVE) TO SAMPLING | C01 | 21.08.25 |  | C01A | 30.12.25 |  |  |  |  | N | I.F.C | ISO
SS | PB | SB | CCP-W-B131-PI-140-BWF-602-4 | BFP(#A, B) SUCTION (AFTER ISOLATION VALVE) TO SAMPLING | C01 | 21.08.25 |  | C01A | 30.12.25 |  |  |  |  | N | I.F.C | ISO
CCW | YARD | LB | CCP-W-B132-PI-140-CWR-001-1 | CCWP COMMON SUCTION HEADER TO CCWP A | C01 | 11.04.25 | EXPANSION JOINT,STRAINER 미접수 | C01A | 31.01.26 |  |  |  |  | N | I.F.C | ISO
CCW | YARD | LB | CCP-W-B132-PI-140-CWR-002-1 | CCWP COMMON SUCTION HEADER TO CCWP B | C01 | 11.04.25 | EXPANSION JOINT,STRAINER 미접수 | C01A | 31.01.26 |  |  |  |  | N | I.F.C | ISO
CCW | YARD | LB | CCP-W-B132-PI-140-CWR-003-1 | CCWP COMMON SUCTION HEADER TO CCWP C | C01 | 11.04.25 | EXPANSION JOINT,STRAINER 미접수 | C01A | 31.01.26 |  |  |  |  | N | I.F.C | ISO
CCW | YARD | LB | CCP-W-B132-PI-140-CWR-004-1 | CCWP COMMON SUCTION HEADER TO EACH CCWP | C01 | 11.04.25 |  | C01A | 31.01.26 |  |  |  |  | N | I.F.C | ISO
CCW | YARD | LB | CCP-W-B132-PI-140-CWR-005-1 | CCW COMMON RETURN HEADER INCREASER TO CCW BUILDING REUTRN HEADER | C01 | 11.04.25 |  | C01A | 31.01.26 |  |  |  |  | N | I.F.C | ISO
CCW | YARD | LB | CCP-W-B132-PI-140-CWR-006-1 | CCW RETURN HEADER TO CCW COMMON RETURN HEADER INCREASER | C01 | 11.04.25 |  | C01A | 31.01.26 |  |  |  |  | N | I.F.C | ISO
CCW | PB | LB | CCP-W-B132-PI-140-CWR-007-1 | CCW HEAD TANK TO CCW BUILDING HEAD TANK INLET | C01 | 11.04.25 | NOZZLE 높이 미확정 | C01A | 31.01.26 |  |  |  |  | N | I.F.C | ISO
CCW | YARD | LB | CCP-W-B132-PI-140-CWR-008-1 | CCW RECIRCULATION LINE TO CCWP COMMON SUCTION HEADER | C01 | 11.04.25 |  | C01A | 31.01.26 |  |  |  |  | N | I.F.C | ISO
CCW | YARD | SB | CCP-W-B132-PI-140-CWR-009-1 | CHEMICAL ADDITIVE TANK TO CCWP COMMON SUCTION HEADER | C01 | 19.08.25 |  | C01A | 30.12.25 |  |  |  |  | N | I.F.C | ISO
CCW | YARD | SB | CCP-W-B132-PI-140-CWR-010-1 | CHEMICAL ADDITIVE TANK TO HEAT EXCHANGER INLET LINE | C01 | 19.08.25 |  | C01A | 30.12.25 |  |  |  |  | N | I.F.C | ISO
CCW | PB | LB | CCP-W-B132-PI-140-CWR-017-1 | CCW RETURN TO ST AREA COMMON OUTLET | C01 | 11.04.25 |  | C01A | 31.01.26 |  |  |  |  | N | I.F.C | ISO
CCW | PB | LB | CCP-W-B132-PI-140-CWR-018-1 | ST GENERATOR COOLER OUTLET COMMON TO ST OUTLET COMMON LINE | C01 | 11.04.25 |  | C01A | 31.01.26 |  |  |  |  | N | I.F.C | ISO
CCW | PB | LB | CCP-W-B132-PI-140-CWR-019-1 | ST HPU OIL & LO COOLER OUTLET COMMON TO CCW ST RETURN HEADER | C01 | 11.04.25 |  | C01A | 31.01.26 |  |  |  |  | N | I.F.C | ISO
CCW | PB | SB | CCP-W-B132-PI-140-CWR-020-1 | ST HPU OIL TO ST HPU OIL & LUBE OIL COOLER OUTLET COMMON | C01 | 19.08.25 |  | C01A | 30.12.25 |  |  |  |  | N | I.F.C | ISO
CCW | PB | LB | CCP-W-B132-PI-140-CWR-021-1 | ST LUBE OIL COOLER A TO ST HPU OIL & LO COOLER OUTLET COMMON | C01 | 11.04.25 |  | C01A | 31.01.26 |  |  |  |  | N | I.F.C | ISO
CCW | PB | LB | CCP-W-B132-PI-140-CWR-022-1 | ST LUBE OIL COOLER B TO ST HPU OIL & LO COOLER OUTLET COMMON | C01 | 11.04.25 |  | C01A | 31.01.26 |  |  |  |  | N | I.F.C | ISO
CCW | PB | LB | CCP-W-B132-PI-140-CWR-023-1 | ST GENERATOR COOLER A TO ST GENERATOR COOLER OUTLET COMMON | C01 | 11.04.25 | NOZZLE 위치 미확정 | C01A | 31.01.26 |  |  |  |  | N | I.F.C | ISO
CCW | PB | LB | CCP-W-B132-PI-140-CWR-024-1 | ST GENERATOR COOLER B TO ST GENERATOR COOLER OUTLET COMMON | C01 | 11.04.25 | NOZZLE 위치 미확정 | C01A | 31.01.26 |  |  |  |  | N | I.F.C | ISO
CCW | PB | LB | CCP-W-B132-PI-140-CWR-025-1 | ST GENERATOR COOLER C TO ST GENERATOR COOLER OUTLET COMMON | C01 | 11.04.25 | NOZZLE 위치 미확정 | C01A | 31.01.26 |  |  |  |  | N | I.F.C | ISO
CCW | PB | LB | CCP-W-B132-PI-140-CWR-026-1 | ST GENERATOR COOLER D TO ST GENERATOR COOLER OUTLET COMMON | C01 | 11.04.25 | NOZZLE 위치 미확정 | C01A | 31.01.26 |  |  |  |  | N | I.F.C | ISO
CCW | PB | LB | CCP-W-B132-PI-140-CWR-027-1 | CCW GT #12 RETURN AREA HEADER TO CCW GT #11 RETURN AREA HEADER | C01 | 11.04.25 |  | C01A | 31.01.26 |  |  |  |  | N | I.F.C | ISO
CCW | PB | SB | CCP-W-B132-PI-140-CWR-028-1 | HRSG#2 AREA TO GT#2 AND HRSG#2 OUTLET HEADER | C01 | 19.08.25 |  | C01A | 30.12.25 |  |  |  |  | N | I.F.C | ISO
CCW | PB | SB | CCP-W-B132-PI-140-CWR-029-1 | HRSG#1 AREA TO GT#1 AND HRSG#1 OUTLET HEADER | C01 | 19.08.25 |  | C01A | 30.12.25 |  |  |  |  | N | I.F.C | ISO
CCW | PB | LB | CCP-W-B132-PI-140-CWR-030-1 | GT #12 LUBE OIL COOLER TO GT #12 AND HRSG #12 OUTLET HEADER | C01 | 11.04.25 |  | C01A | 31.01.26 |  |  |  |  | N | I.F.C | ISO
CCW | PB | LB | CCP-W-B132-PI-140-CWR-030-2 | GT #12 LUBE OIL COOLER TO GT #12 AND HRSG #12 OUTLET HEADER | C01 | 11.04.25 |  | C01A | 31.01.26 |  |  |  |  | N | I.F.C | ISO
CCW | PB | LB | CCP-W-B132-PI-140-CWR-031-1 | GT #12 GENERATOR COOLER OUTLET COMMON TO GT #12 AND HRSG #12 OUTLET HEADER | C01 | 11.04.25 |  | C01A | 31.01.26 |  |  |  |  | N | I.F.C | ISO
CCW | PB | LB | CCP-W-B132-PI-140-CWR-032-1 | GT #12 GENERATOR COOLER A TO GT #12 GENERATOR COOLER OUTLET COMMON | C01 | 11.04.25 |  | C01A | 31.01.26 |  |  |  |  | N | I.F.C | ISO
CCW | PB | LB | CCP-W-B132-PI-140-CWR-033-1 | GT #12 GENERATOR COOLER B TO GT #12 GENERATOR COOLER OUTLET COMMON | C01 | 11.04.25 |  | C01A | 31.01.26 |  |  |  |  | N | I.F.C | ISO
CCW | PB | LB | CCP-W-B132-PI-140-CWR-034-1 | GT #12 GENERATOR COOLER C TO GT #12 GENERATOR COOLER OUTLET COMMON | C01 | 11.04.25 |  | C01A | 31.01.26 |  |  |  |  | N | I.F.C | ISO
CCW | PB | LB | CCP-W-B132-PI-140-CWR-035-1 | GT #12 GENERATOR COOLER D TO GT #12 GENERATOR COOLER OUTLET COMMON | C01 | 11.04.25 |  | C01A | 31.01.26 |  |  |  |  | N | I.F.C | ISO
CCW | PB | LB | CCP-W-B132-PI-140-CWR-036-1 | GT #11 LUBE OIL COOLER TO GT #11 AND HRSG #11 OUTLET HEADER | C01 | 11.04.25 |  | C01A | 31.01.26 |  |  |  |  | N | I.F.C | ISO
CCW | PB | LB | CCP-W-B132-PI-140-CWR-036-2 | GT #11 LUBE OIL COOLER TO GT #11 AND HRSG #11 OUTLET HEADER | C01 | 11.04.25 |  | C01A | 31.01.26 |  |  |  |  | N | I.F.C | ISO
CCW | PB | LB | CCP-W-B132-PI-140-CWR-037-1 | GT #11 GENERATOR COOLER OUTLET COMMON TO GT #11 AND HRSG #11 OUTLET HEADER | C01 | 11.04.25 |  | C01A | 31.01.26 |  |  |  |  | N | I.F.C | ISO
CCW | PB | LB | CCP-W-B132-PI-140-CWR-038-1 | GT #11 GENERATOR COOLER A TO GT #11 GENERATOR COOLER OUTLET COMMON | C01 | 11.04.25 |  | C01A | 31.01.26 |  |  |  |  | N | I.F.C | ISO
CCW | PB | LB | CCP-W-B132-PI-140-CWR-039-1 | GT #11 GENERATOR COOLER B TO GT #11 GENERATOR COOLER OUTLET COMMON | C01 | 11.04.25 |  | C01A | 31.01.26 |  |  |  |  | N | I.F.C | ISO
CCW | PB | LB | CCP-W-B132-PI-140-CWR-040-1 | GT #11 GENERATOR COOLER C TO GT #11 GENERATOR COOLER OUTLET COMMON | C01 | 11.04.25 |  | C01A | 31.01.26 |  |  |  |  | N | I.F.C | ISO
CCW | PB | LB | CCP-W-B132-PI-140-CWR-041-1 | GT #11 GENERATOR COOLER D TO GT #11 GENERATOR COOLER OUTLET COMMON | C01 | 11.04.25 |  | C01A | 31.01.26 |  |  |  |  | N | I.F.C | ISO
CCW | YARD | LB | CCP-W-B132-PI-140-CWR-042-1 | ACC VACCUM PUMP OUTLET COMMON TO ACC VACUUM PUMP RETURN AREA | C01 | 11.04.25 |  | C01A | 31.01.26 |  |  |  |  | N | I.F.C | ISO
CCW | YARD | LB | CCP-W-B132-PI-140-CWR-042-2 | ACC VACCUM PUMP OUTLET COMMON TO ACC VACUUM PUMP RETURN AREA | C01 | 11.04.25 |  | C01A | 31.01.26 |  |  |  |  | N | I.F.C | ISO
CCW | YARD | LB | CCP-W-B132-PI-140-CWR-043-1 | ACC VACCUM PUMP A TO ACC VACCUM PUMP OUTLET COMMON | C01 | 11.04.25 | SIGHT GLASS 미접수 | C01A | 31.01.26 |  |  |  |  | N | I.F.C | ISO
CCW | YARD | LB | CCP-W-B132-PI-140-CWR-044-1 | ACC VACCUM PUMP B TO ACC VACCUM PUMP OUTLET COMMON | C01 | 11.04.25 | SIGHT GLASS 미접수 | C01A | 31.01.26 |  |  |  |  | N | I.F.C | ISO
CCW | YARD | LB | CCP-W-B132-PI-140-CWR-045-1 | ACC VACCUM PUMP C TO ACC VACCUM PUMP OUTLET COMMON | C01 | 11.04.25 | SIGHT GLASS 미접수 | C01A | 31.01.26 |  |  |  |  | N | I.F.C | ISO
CCW | PB | LB | CCP-W-B132-PI-140-CWR-047-1 | SAMPLING SYSTEM #1 TO CCW GT #11 RETURN AREA HEADER | C01 | 11.04.25 |  | C01A | 31.01.26 |  |  |  |  | N | I.F.C | ISO
CCW | YARD | LB | CCP-W-B132-PI-140-CWR-049-1 | ACC VACUUM PUMP OUTLET COMMON TO ACC VACUUM PUMP RETURN AREA | C01 | 11.04.25 |  | C01A | 31.01.26 |  |  |  |  | N | I.F.C | ISO
CCW | PB | LB | CCP-W-B132-PI-140-CWR-049-2 | ACC VACUUM PUMP OUTLET COMMON TO ACC VACUUM PUMP RETURN AREA | C01 | 11.04.25 |  | C01A | 31.01.26 |  |  |  |  | N | I.F.C | ISO
CCW | PB | LB | CCP-W-B132-PI-140-CWR-050-1 | CCW ACC VACUUM PUMP RETURN AREA HEADER TO CCW GT#11 RETURN AREA HEADER | C01 | 11.04.25 |  | C01A | 31.01.26 |  |  |  |  | N | I.F.C | ISO
CCW | YARD | LB | CCP-W-B132-PI-140-CWR-051-1 | CCW BLOCK#2 RETURN LINE TO CCW RETURN HEADER | C01 | 11.04.25 | VENT HOLD | C01A | 31.01.26 |  |  |  |  | N | I.F.C | ISO
CCW | PB | LB | CCP-W-B132-PI-140-CWR-052-1 | GT #12 AND HRSG #12 OUTLET HEADER TO GT #12 RETURN AREA HEADER | C01 | 11.04.25 | DRAIN ROUTE 미확정 | C01A | 31.01.26 |  |  |  |  | N | I.F.C | ISO
CCW | PB | LB | CCP-W-B132-PI-140-CWR-053-1 | GT #11 AND HRSG #11 OUTLET HEADER TO CCW GT #11 RETURN AREA HEADER | C01 | 11.04.25 | DRAIN ROUTE 미확정 | C01A | 31.01.26 |  |  |  |  | N | I.F.C | ISO
CCW | PB | SB | CCP-W-B132-PI-140-CWR-054-1 | HSRG#1 BFP COOLER A TO GT#1 AND HRSG#1 OUTLET HEADER | C01 | 19.08.25 |  | C01A | 30.12.25 |  |  |  |  | N | I.F.C | ISO
CCW | PB | SB | CCP-W-B132-PI-140-CWR-055-1 | HSRG#1 BFP COOLER B TO GT#1 AND HRSG#1 OUTLET HEADER | C01 | 19.08.25 |  | C01A | 30.12.25 |  |  |  |  | N | I.F.C | ISO
CCW | PB | SB | CCP-W-B132-PI-140-CWR-056-1 | HSRG#2 BFP COOLER A TO GT#2 AND HRSG#2 OUTLET HEADER | C01 | 19.08.25 |  | C01A | 30.12.25 |  |  |  |  | N | I.F.C | ISO
CCW | PB | SB | CCP-W-B132-PI-140-CWR-057-1 | HSRG#2 BFP COOLER B TO GT#2 AND HRSG#2 OUTLET HEADER | C01 | 19.08.25 |  | C01A | 30.12.25 |  |  |  |  | N | I.F.C | ISO
CCW | YARD | LB | CCP-W-B132-PI-140-CWR-058-1 | BOP AREA RETURN HEADER TO CCW RETURN HEADER | C01 | 11.04.25 |  | C01A | 31.01.26 |  |  |  |  | N | I.F.C | ISO
CCW | PB | LB | CCP-W-B132-PI-140-CWR-059-1 | CCW GT #11 RETURN AREA HEADER TO CCW RETURN HEADER | C01 | 11.04.25 |  | C01A | 31.01.26 |  |  |  |  | N | I.F.C | ISO
CCW | YARD | LB | CCP-W-B132-PI-140-CWR-059-2 | CCW GT #11 RETURN AREA HEADER TO CCW RETURN HEADER | C01 | 11.04.25 |  | C01A | 31.01.26 |  |  |  |  | N | I.F.C | ISO
CCW | YARD | LB | CCP-W-B132-PI-140-CWR-061-1 | CCW BUILDING REUTRN HEADER TO CCWP COMMON SUCTION HEADER | C01 | 11.04.25 |  | C01A | 31.01.26 |  |  |  |  | N | I.F.C | ISO
CCW | YARD | SB | CCP-W-B132-PI-140-CWR-407-1 | CHEMICAL ADDITIVE TANK PSV TO CHEMICAL SUMP DRAIN | C01 | 19.08.25 |  | C01A | 30.12.25 |  |  |  |  | N | I.F.C | ISO
CCW | YARD | SB | CCP-W-B132-PI-140-CWR-412-1 | CHEMICAL ADDITIVE TANK TO CHEMICAL SUMP DRAIN | C01 | 19.08.25 |  | C01A | 30.12.25 |  |  |  |  | N | I.F.C | ISO
CCW | YARD | SB | CCP-W-B132-PI-140-CWR-501-1 | CHEMICAL ADDITIVE TANK TO CHEMICAL SUMP DRAIN | C01 | 19.08.25 |  | C01A | 30.12.25 |  |  |  |  | N | I.F.C | ISO
CCW | YARD | LB | CCP-W-B132-PI-140-CWS-001-1 | CCWP A TO CCWP DISCHARGE HEADER | C01 | 11.04.25 |  | C01A | 31.01.26 |  |  |  |  | N | I.F.C | ISO
CCW | YARD | LB | CCP-W-B132-PI-140-CWS-002-1 | CCWP B TO CCWP DISCHARGE HEADER | C01 | 11.04.25 |  | C01A | 31.01.26 |  |  |  |  | N | I.F.C | ISO
CCW | YARD | LB | CCP-W-B132-PI-140-CWS-003-1 | CCWP C TO CCWP DISCHARGE HEADER | C01 | 11.04.25 |  | C01A | 31.01.26 |  |  |  |  | N | I.F.C | ISO
CCW | YARD | LB | CCP-W-B132-PI-140-CWS-004-1 | CCWP DISCHARGE HEADER TO CCW DISCHARGE REDUNDANCY LINE#1 | C01 | 11.04.25 |  | C01A | 31.01.26 |  |  |  |  | N | I.F.C | ISO
CCW | YARD | LB | CCP-W-B132-PI-140-CWS-005-1 | CCW DISCHARGE REDUNDANCY LINE#1 TO CCW DISCHARGE REDUNDANCY LINE#2 | C01 | 11.04.25 |  | C01A | 31.01.26 |  |  |  |  | N | I.F.C | ISO
CCW | YARD | LB | CCP-W-B132-PI-140-CWS-006-1 | CCW DISCHARGE REDUNDANCY LINE#2 TO CCW DISCHARGE REDUNDANCY LINE#3 | C01 | 11.04.25 |  | C01A | 31.01.26 |  |  |  |  | N | I.F.C | ISO
CCW | YARD | LB | CCP-W-B132-PI-140-CWS-007-1 | CCW DISCHARGE REDUNDANCY LINE#1 TO CCW DISCHARGE REDUNDANCY LINE#4 | C01 | 11.04.25 |  | C01A | 31.01.26 |  |  |  |  | N | I.F.C | ISO
CCW | YARD | LB | CCP-W-B132-PI-140-CWS-008-1 | CCW DISCHARGE REDUNDANCY LINE#2 TO CCW DISCHARGE REDUNDANCY LINE#5 | C01 | 11.04.25 |  | C01A | 31.01.26 |  |  |  |  | N | I.F.C | ISO
CCW | YARD | LB | CCP-W-B132-PI-140-CWS-009-1 | CCW DISCHARGE REDUNDANCY LINE#5 TO CCW DISCHARGE HEADER REDUCER | C01 | 11.04.25 |  | C01A | 31.01.26 |  |  |  |  | N | I.F.C | ISO
CCW | YARD | LB | CCP-W-B132-PI-140-CWS-010-1 | CCW DISCHARGE HEADER REDUCER TO CCW BLOCK#2 DISCHARGE HEADER | C01 | 11.04.25 |  | C01A | 31.01.26 |  |  |  |  | N | I.F.C | ISO
CCW | YARD | LB | CCP-W-B132-PI-140-CWS-011-1 | CCW DIS.AIR COOLED HEAT EXCHANGER INLET LINE TO AIR COOLED HEAT EXCHANGER | C01 | 11.04.25 |  | C01A | 31.01.26 |  |  |  |  | N | I.F.C | ISO
CCW | YARD | LB | CCP-W-B132-PI-140-CWS-012-1 | AIR COOLED HEAT EXCHANGER TO CCW SUPPLY TO AIR COMPRESSOR AREA | C01 | 11.04.25 |  | C01A | 31.01.26 |  |  |  |  | N | I.F.C | ISO
CCW | YARD | LB | CCP-W-B132-PI-140-CWS-013-1 | CCW DISCHARGE BYPASS LINE TO CCW SUPPLY COMMON | C01 | 11.04.25 |  | C01A | 31.01.26 |  |  |  |  | N | I.F.C | ISO
CCW | PB | LB | CCP-W-B132-PI-140-CWS-019-1 | CCW GT #12 SUPPLY HEADER TO SAMPLING SYSTEM #1 | C01 | 11.04.25 |  | C01A | 31.01.26 |  |  |  |  | N | I.F.C | ISO
CCW | YARD | LB | CCP-W-B132-PI-140-CWS-020-1 | CCW BOP SUPPLY AREA HEADER TO CCW GT #11 SUPPLY AREA HEADER | C01 | 11.04.25 |  | C01A | 31.01.26 |  |  |  |  | N | I.F.C | ISO
CCW | PB | LB | CCP-W-B132-PI-140-CWS-020-2 | CCW BOP SUPPLY AREA HEADER TO CCW GT #11 SUPPLY AREA HEADER | C01 | 11.04.25 |  | C01A | 31.01.26 |  |  |  |  | N | I.F.C | ISO
CCW | PB | LB | CCP-W-B132-PI-140-CWS-021-1 | ST SUPPLY AREA HEADER TO ST SUPPLY AREA | C01 | 11.04.25 |  | C01A | 31.01.26 |  |  |  |  | N | I.F.C | ISO
CCW | PB | LB | CCP-W-B132-PI-140-CWS-022-1 | ST SUPPLY AREA HEADER TO ST GENERATOR COOLER COMMON | C01 | 11.04.25 |  | C01A | 31.01.26 |  |  |  |  | N | I.F.C | ISO
CCW | PB | LB | CCP-W-B132-PI-140-CWS-023-1 | CCW SUPPLY FOR ST INLET COMMON TO ST HPU OIL & LUBE OIL COOLER COMMON | C01 | 11.04.25 |  | C01A | 31.01.26 |  |  |  |  | N | I.F.C | ISO
CCW | PB | SB | CCP-W-B132-PI-140-CWS-024-1 | ST HPU OIL & LUBE OIL COOLER INLET COMMON TO ST HPU OIL | C01 | 19.08.25 |  | C01A | 30.12.25 |  |  |  |  | N | I.F.C | ISO
CCW | PB | LB | CCP-W-B132-PI-140-CWS-025-1 | ST HPU OIL & LO COOLER INLET COMMON TO ST LUBE OIL COOLER A | C01 | 11.04.25 |  | C01A | 31.01.26 |  |  |  |  | N | I.F.C | ISO
CCW | PB | LB | CCP-W-B132-PI-140-CWS-026-1 | ST HPU OIL & LO COOLER INLET COMMON TO ST LUBE OIL COOLER B | C01 | 11.04.25 |  | C01A | 31.01.26 |  |  |  |  | N | I.F.C | ISO
CCW | PB | LB | CCP-W-B132-PI-140-CWS-027-1 | ST GENERATOR COOLER INLET COMMON TO ST GENERATOR COOLER A | C01 | 11.04.25 | NOZZLE 위치 미확정 | C01A | 31.01.26 |  |  |  |  | N | I.F.C | ISO
CCW | PB | LB | CCP-W-B132-PI-140-CWS-028-1 | ST GENERATOR COOLER INLET COMMON TO ST GENERATOR COOLER B | C01 | 11.04.25 | NOZZLE 위치 미확정 | C01A | 31.01.26 |  |  |  |  | N | I.F.C | ISO
CCW | PB | LB | CCP-W-B132-PI-140-CWS-029-1 | ST GENERATOR COOLER INLET COMMON TO ST GENERATOR COOLER C | C01 | 11.04.25 | NOZZLE 위치 미확정 | C01A | 31.01.26 |  |  |  |  | N | I.F.C | ISO
CCW | PB | LB | CCP-W-B132-PI-140-CWS-030-1 | ST GENERATOR COOLER INLET COMMON TO ST GENERATOR COOLER D | C01 | 11.04.25 | NOZZLE 위치 미확정 | C01A | 31.01.26 |  |  |  |  | N | I.F.C | ISO
CCW | PB | LB | CCP-W-B132-PI-140-CWS-031-1 | CCW GT #11 SUPPLY HEADER TO CCW GT #12 SUPPLY HEADER | C01 | 11.04.25 |  | C01A | 31.01.26 |  |  |  |  | N | I.F.C | ISO
CCW | PB | SB | CCP-W-B132-PI-140-CWS-032-1 | GT#2 AND HRSG#2 INLET HEADER TO HRSG#2 AREA | C01 | 19.08.25 |  | C01A | 30.12.25 |  |  |  |  | N | I.F.C | ISO
CCW | PB | SB | CCP-W-B132-PI-140-CWS-033-1 | GT#1 AND HRSG#1 INLET HEADER TO HRSG#1 AREA | C01 | 19.08.25 |  | C01A | 30.12.25 |  |  |  |  | N | I.F.C | ISO
CCW | PB | LB | CCP-W-B132-PI-140-CWS-034-1 | GT #12 AND HRSG #12 INLET HEADER TO GT #12 LUBE OIL COOLER | C01 | 11.04.25 |  | C01A | 31.01.26 |  |  |  |  | N | I.F.C | ISO
CCW | PB | LB | CCP-W-B132-PI-140-CWS-034-2 | GT #12 AND HRSG #12 INLET HEADER TO GT #12 LUBE OIL COOLER | C01 | 11.04.25 |  | C01A | 31.01.26 |  |  |  |  | N | I.F.C | ISO
CCW | PB | LB | CCP-W-B132-PI-140-CWS-035-1 | GT #12 AND HRSG #12 INLET HEADER TO GT #12 GENERATOR COOLER INLET COMMON | C01 | 11.04.25 |  | C01A | 31.01.26 |  |  |  |  | N | I.F.C | ISO
CCW | PB | LB | CCP-W-B132-PI-140-CWS-036-1 | GT #12 GENERATOR COOLER INLET COMMON TO GT #12 GENERATOR COOLER A | C01 | 11.04.25 |  | C01A | 31.01.26 |  |  |  |  | N | I.F.C | ISO
CCW | PB | LB | CCP-W-B132-PI-140-CWS-037-1 | GT #12 GENERATOR COOLER INLET COMMON TO GT #12 GENERATOR COOLER B | C01 | 11.04.25 |  | C01A | 31.01.26 |  |  |  |  | N | I.F.C | ISO
CCW | PB | LB | CCP-W-B132-PI-140-CWS-038-1 | GT #12 GENERATOR COOLER INLET COMMON TO GT #12 GENERATOR COOLER C | C01 | 11.04.25 |  | C01A | 31.01.26 |  |  |  |  | N | I.F.C | ISO
CCW | PB | LB | CCP-W-B132-PI-140-CWS-039-1 | GT #12 GENERATOR COOLER INLET COMMON TO GT #12 GENERATOR COOLER D | C01 | 11.04.25 |  | C01A | 31.01.26 |  |  |  |  | N | I.F.C | ISO
CCW | PB | LB | CCP-W-B132-PI-140-CWS-040-1 | CCW GT #11 SUPPLY AREA HEADER TO CCW ST SUPPLY AREA HEADER | C01 | 11.04.25 |  | C01A | 31.01.26 |  |  |  |  | N | I.F.C | ISO
CCW | PB | LB | CCP-W-B132-PI-140-CWS-041-1 | GT #11 AND HRSG #11 INLET HEADER TO GT #11 LUBE OIL COOLER | C01 | 11.04.25 |  | C01A | 31.01.26 |  |  |  |  | N | I.F.C | ISO
CCW | PB | LB | CCP-W-B132-PI-140-CWS-041-2 | GT #11 AND HRSG #11 INLET HEADER TO GT #11 LUBE OIL COOLER | C01 | 11.04.25 |  | C01A | 31.01.26 |  |  |  |  | N | I.F.C | ISO
CCW | PB | LB | CCP-W-B132-PI-140-CWS-042-1 | GT #11 AND HRSG #11 INLET HEADER TO GT #11 GENERATOR COOLER INLET COMMON | C01 | 11.04.25 |  | C01A | 31.01.26 |  |  |  |  | N | I.F.C | ISO
CCW | PB | LB | CCP-W-B132-PI-140-CWS-043-1 | GT #11 GENERATOR COOLER INLET COMMON TO GT #11 GENERATOR COOLER A | C01 | 11.04.25 |  | C01A | 31.01.26 |  |  |  |  | N | I.F.C | ISO
CCW | PB | LB | CCP-W-B132-PI-140-CWS-044-1 | GT #11 GENERATOR COOLER INLET COMMON TO GT #11 GENERATOR COOLER B | C01 | 11.04.25 |  | C01A | 31.01.26 |  |  |  |  | N | I.F.C | ISO
CCW | PB | LB | CCP-W-B132-PI-140-CWS-045-1 | GT #11 GENERATOR COOLER INLET COMMON TO GT #11 GENERATOR COOLER C | C01 | 11.04.25 |  | C01A | 31.01.26 |  |  |  |  | N | I.F.C | ISO
CCW | PB | LB | CCP-W-B132-PI-140-CWS-046-1 | GT #11 GENERATOR COOLER INLET COMMON TO GT #11 GENERATOR COOLER D | C01 | 11.04.25 |  | C01A | 31.01.26 |  |  |  |  | N | I.F.C | ISO
CCW | PB | LB | CCP-W-B132-PI-140-CWS-047-1 | CCW ST SUPPLY AREA HEADER TO CCW ACC VACUUM PUMP SUPPLY AREA HEADER | C01 | 11.04.25 |  | C01A | 31.01.26 |  |  |  |  | N | I.F.C | ISO
CCW | YARD | LB | CCP-W-B132-PI-140-CWS-047-2 | CCW ST SUPPLY AREA HEADER TO CCW ACC VACUUM PUMP SUPPLY AREA HEADER | C01 | 11.04.25 |  | C01A | 31.01.26 |  |  |  |  | N | I.F.C | ISO
CCW | YARD | LB | CCP-W-B132-PI-140-CWS-048-1 | ACC VACUUM PUMP AREA HEADER TO ACC VACCUM PUMP INLET COMMON | C01 | 11.04.25 |  | C01A | 31.01.26 |  |  |  |  | N | I.F.C | ISO
CCW | YARD | LB | CCP-W-B132-PI-140-CWS-049-1 | ACC VACCUM PUMP INLET COMMON TO ACC VACCUM PUMP A | C01 | 11.04.25 |  | C01A | 31.01.26 |  |  |  |  | N | I.F.C | ISO
CCW | YARD | LB | CCP-W-B132-PI-140-CWS-050-1 | ACC VACCUM PUMP INLET COMMON TO ACC VACCUM PUMP B | C01 | 11.04.25 |  | C01A | 31.01.26 |  |  |  |  | N | I.F.C | ISO
CCW | YARD | LB | CCP-W-B132-PI-140-CWS-051-1 | ACC VACCUM PUMP INLET COMMON TO ACC VACCUM PUMP C | C01 | 11.04.25 |  | C01A | 31.01.26 |  |  |  |  | N | I.F.C | ISO
CCW | PB | LB | CCP-W-B132-PI-140-CWS-055-1 | GT #12 SUPPLY AREA TO GT #12 AND HRSG #12 INLET HEADER | C01 | 11.04.25 | DRAIN ROUTE 미확정 | C01A | 31.01.26 |  |  |  |  | N | I.F.C | ISO
CCW | PB | SB | CCP-W-B132-PI-140-CWS-056-1 | GT#2 AND HRSG#2 INLET HEADER TO HSRG#2 BFP COOLER A | C01 | 19.08.25 |  | C01A | 30.12.25 |  |  |  |  | N | I.F.C | ISO
CCW | PB | SB | CCP-W-B132-PI-140-CWS-057-1 | GT#2 AND HRSG#2 INLET HEADER TO HSRG#2 BFP COOLER B | C01 | 19.08.25 |  | C01A | 30.12.25 |  |  |  |  | N | I.F.C | ISO
CCW | PB | LB | CCP-W-B132-PI-140-CWS-058-1 | GT #11 SUPPLY AREA TO GT #11 AND HRSG #11 INLET HEADER | C01 | 11.04.25 | DRAIN ROUTE 미확정 | C01A | 31.01.26 |  |  |  |  | N | I.F.C | ISO
CCW | PB | SB | CCP-W-B132-PI-140-CWS-059-1 | GT#1 AND HRSG#1 INLET HEADER TO HSRG#1 BFP COOLER A | C01 | 19.08.25 |  | C01A | 30.12.25 |  |  |  |  | N | I.F.C | ISO
CCW | PB | SB | CCP-W-B132-PI-140-CWS-060-1 | GT#1 AND HRSG#1 INLET HEADER TO HSRG#1 BFP COOLER B | C01 | 19.08.25 |  | C01A | 30.12.25 |  |  |  |  | N | I.F.C | ISO
CCW | YARD | LB | CCP-W-B132-PI-140-CWS-061-1 | CCW BOP SUPPLY AREA HEADER TO BOP AREA SUPPLY HEADER | C01 | 11.04.25 | VENT HOLD | C01A | 31.01.26 |  |  |  |  | N | I.F.C | ISO
CCW | PB | LB | CCP-W-B132-PI-140-CWS-062-1 | GT #11 LUBE OIL COOLER INLET BYPASS LINE TO GT #11 LUBE OIL COOLER | C01 | 11.04.25 |  | C01A | 31.01.26 |  |  |  |  | N | I.F.C | ISO
CCW | PB | LB | CCP-W-B132-PI-140-CWS-063-1 | GT #12 LUBE OIL COOLER INLET BYPASS LINE TO GT #12 LUBE OIL COOLER | C01 | 11.04.25 |  | C01A | 31.01.26 |  |  |  |  | N | I.F.C | ISO
CCW | PB | SB | CCP-W-B132-PI-140-SV-192-1 | ST GENERATOR COOLER D RETURN TO PSV-32014 | C01 | 19.08.25 |  | C01A | 30.12.25 |  |  |  |  | N | I.F.C | ISO
CCW | PB | SB | CCP-W-B132-PI-140-SV-193-1 | GTG#2 LUBE OIL COOLER RETURN TO PSV-32001 | C01 | 19.08.25 |  | C01A | 30.12.25 |  |  |  |  | N | I.F.C | ISO
CCW | PB | SB | CCP-W-B132-PI-140-SV-194-1 | GTG#2 COOLER D RETURN TO PSV-32002 | C01 | 19.08.25 |  | C01A | 30.12.25 |  |  |  |  | N | I.F.C | ISO
CCW | PB | SB | CCP-W-B132-PI-140-SV-195-1 | GTG#2 COOLER C RETURN TO PSV-32003 | C01 | 19.08.25 |  | C01A | 30.12.25 |  |  |  |  | N | I.F.C | ISO
CCW | PB | SB | CCP-W-B132-PI-140-SV-196-1 | GTG#2 COOLER B RETURN TO PSV-32004 | C01 | 19.08.25 |  | C01A | 30.12.25 |  |  |  |  | N | I.F.C | ISO
CCW | PB | SB | CCP-W-B132-PI-140-SV-197-1 | GTG#2 COOLER A RETURN TO PSV-32005 | C01 | 19.08.25 |  | C01A | 30.12.25 |  |  |  |  | N | I.F.C | ISO
CCW | PB | SB | CCP-W-B132-PI-140-SV-198-1 | GTG#1 LUBE OIL COOLER RETURN TO PSV-32006 | C01 | 19.08.25 |  | C01A | 30.12.25 |  |  |  |  | N | I.F.C | ISO
CCW | PB | SB | CCP-W-B132-PI-140-SV-199-1 | GTG#1 COOLER D RETURN TO PSV-32007 | C01 | 19.08.25 |  | C01A | 30.12.25 |  |  |  |  | N | I.F.C | ISO
CCW | PB | SB | CCP-W-B132-PI-140-SV-201-1 | GTG#1 COOLER B RETURN TO PSV-32009 | C01 | 19.08.25 |  | C01A | 30.12.25 |  |  |  |  | N | I.F.C | ISO
CCW | PB | SB | CCP-W-B132-PI-140-SV-202-1 | GTG#1 COOLER A RETURN TO PSV-32010 | C01 | 19.08.25 |  | C01A | 30.12.25 |  |  |  |  | N | I.F.C | ISO
CCW | PB | SB | CCP-W-B132-PI-140-SV-203-1 | GTG#1 COOLER C RETURN TO PSV-32010 | C01 | 19.08.25 |  | C01A | 30.12.25 |  |  |  |  | N | I.F.C | ISO
CCW | YARD | SB | CCP-W-B132-PI-140-SV-204-1 | ACC VAUUM PUMP C RETURN TO PSV-32011 | C01 | 19.08.25 |  | C01A | 30.12.25 |  |  |  |  | N | I.F.C | ISO
CCW | YARD | SB | CCP-W-B132-PI-140-SV-205-1 | ACC VAUUM PUMP B RETURN TO PSV-32012 | C01 | 19.08.25 |  | C01A | 30.12.25 |  |  |  |  | N | I.F.C | ISO
CCW | YARD | SB | CCP-W-B132-PI-140-SV-206-1 | ACC VAUUM PUMP A RETURN TO PSV-32013 | C01 | 19.08.25 |  | C01A | 30.12.25 |  |  |  |  | N | I.F.C | ISO
CCW | PB | SB | CCP-W-B132-PI-140-SV-208-1 | ST LUBE OIL COOLER A RETURN TO PSV-32019 | C01 | 19.08.25 |  | C01A | 30.12.25 |  |  |  |  | N | I.F.C | ISO
CCW | PB | SB | CCP-W-B132-PI-140-SV-209-1 | ST LUBE OIL COOLER B RETURN TO PSV-32018 | C01 | 19.08.25 |  | C01A | 30.12.25 |  |  |  |  | N | I.F.C | ISO
CCW | PB | SB | CCP-W-B132-PI-140-SV-211-1 | ST GENERATOR COOLER C RETURN TO PSV-32032 | C01 | 19.08.25 |  | C01A | 30.12.25 |  |  |  |  | N | I.F.C | ISO
CCW | PB | SB | CCP-W-B132-PI-140-SV-212-1 | ST GENERATOR COOLER B RETURN TO PSV-32031 | C01 | 19.08.25 |  | C01A | 30.12.25 |  |  |  |  | N | I.F.C | ISO
CCW | PB | SB | CCP-W-B132-PI-140-SV-213-1 | ST GENERATOR COOLER A RETURN TO PSV-32030 | C01 | 19.08.25 |  | C01A | 30.12.25 |  |  |  |  | N | I.F.C | ISO
CCW | YARD | SB | CCP-W-B132-PI-140-WD-401-1 | CCWP A SUCTION LINE TO CCWP A SUCTION DRAIN LINE | C01 | 19.08.25 |  | C01A | 30.12.25 |  |  |  |  | N | I.F.C | ISO
CCW | YARD | SB | CCP-W-B132-PI-140-WD-403-1 | CCWP A DISCHARGE LINE TO CCWP A DISCHARGE DRAIN LINE | C01 | 19.08.25 |  | C01A | 30.12.25 |  |  |  |  | N | I.F.C | ISO
CCW | YARD | SB | CCP-W-B132-PI-140-WD-404-1 | CCWP B SUCTION LINE TO CCWP B SUCTION DRAIN LINE | C01 | 19.08.25 |  | C01A | 30.12.25 |  |  |  |  | N | I.F.C | ISO
CCW | YARD | SB | CCP-W-B132-PI-140-WD-406-1 | CCWP B DISCHARGE LINE TO CCWP B DISCHARGE DRAIN LINE | C01 | 19.08.25 |  | C01A | 30.12.25 |  |  |  |  | N | I.F.C | ISO
CCW | YARD | SB | CCP-W-B132-PI-140-WD-407-1 | CCWP C SUCTION LINE TO CCWP C SUCTION DRAIN LINE | C01 | 19.08.25 |  | C01A | 30.12.25 |  |  |  |  | N | I.F.C | ISO
CCW | YARD | SB | CCP-W-B132-PI-140-WD-409-1 | CCWP C DISCHARGE LINE TO CCWP C DISCHARGE DRAIN LINE | C01 | 19.08.25 |  | C01A | 30.12.25 |  |  |  |  | N | I.F.C | ISO
CCW | PB | LB | CCP-W-B132-PI-140-WD-413-1 | CCW HEAD TANK DRAIN | C01 | 11.04.25 | NOZZLE 위치 미확정 | C01A | 31.01.26 |  |  |  |  | N | I.F.C | ISO
CCW | PB | SB | CCP-W-B132-PI-140-WD-414-1 | ST GENERATOR COOLER C RETURN PSV DRAIN | C01 | 19.08.25 |  | C01A | 30.12.25 |  |  |  |  | N | I.F.C | ISO
CCW | PB | SB | CCP-W-B132-PI-140-WD-415-1 | ST GENERATOR COOLER B RETURN PSV DRAIN | C01 | 19.08.25 |  | C01A | 30.12.25 |  |  |  |  | N | I.F.C | ISO
CCW | PB | SB | CCP-W-B132-PI-140-WD-416-1 | ST GENERATOR COOLER A RETURN PSV DRAIN | C01 | 19.08.25 |  | C01A | 30.12.25 |  |  |  |  | N | I.F.C | ISO
CCW | PB | SB | CCP-W-B132-PI-140-WD-417-1 | GT #12 COOLER B RETURN PSV DRAIN | C01 | 19.08.25 |  | C01A | 30.12.25 |  |  |  |  | N | I.F.C | ISO
CCW | PB | SB | CCP-W-B132-PI-140-WD-418-1 | GT #12 COOLER A RETURN PSV DRAIN | C01 | 19.08.25 |  | C01A | 30.12.25 |  |  |  |  | N | I.F.C | ISO
CCW | PB | SB | CCP-W-B132-PI-140-WD-419-1 | GT #11 LUBE OIL COOLER RETURN PSV DRAIN | C01 | 19.08.25 |  | C01A | 30.12.25 |  |  |  |  | N | I.F.C | ISO
CCW | PB | SB | CCP-W-B132-PI-140-WD-420-1 | GT #11 COOLER D RETURN PSV DRAIN | C01 | 19.08.25 |  | C01A | 30.12.25 |  |  |  |  | N | I.F.C | ISO
CCW | PB | SB | CCP-W-B132-PI-140-WD-421-1 | GT #11 COOLER B RETURN PSV DRAIN | C01 | 19.08.25 |  | C01A | 30.12.25 |  |  |  |  | N | I.F.C | ISO
CCW | PB | SB | CCP-W-B132-PI-140-WD-422-1 | GT #11 COOLER A RETURN PSV DRAIN | C01 | 19.08.25 |  | C01A | 30.12.25 |  |  |  |  | N | I.F.C | ISO
CCW | PB | SB | CCP-W-B132-PI-140-WD-423-1 | GT #11 COOLER C RETURN PSV DRAIN | C01 | 19.08.25 |  | C01A | 30.12.25 |  |  |  |  | N | I.F.C | ISO
CCW | YARD | SB | CCP-W-B132-PI-140-WD-424-1 | ACC VACCUM PUMP OUTLET DRAIN | C01 | 19.08.25 |  | C01A | 30.12.25 |  |  |  |  | N | I.F.C | ISO
CCW | YARD | SB | CCP-W-B132-PI-140-WD-425-1 | ACC VACCUM PUMP OUTLET DRAIN | C01 | 19.08.25 |  | C01A | 30.12.25 |  |  |  |  | N | I.F.C | ISO
CCW | YARD | SB | CCP-W-B132-PI-140-WD-426-1 | ACC VACCUM PUMP OUTLET DRAIN | C01 | 19.08.25 |  | C01A | 30.12.25 |  |  |  |  | N | I.F.C | ISO
CCW | PB | SB | CCP-W-B132-PI-140-WD-428-1 | PSV-32019 DRAIN | C01 | 19.08.25 |  | C01A | 30.12.25 |  |  |  |  | N | I.F.C | ISO
CCW | PB | SB | CCP-W-B132-PI-140-WD-429-1 | PSV-32018 DRAIN | C01 | 19.08.25 |  | C01A | 30.12.25 |  |  |  |  | N | I.F.C | ISO
CCW | PB | SB | CCP-W-B132-PI-140-WD-430-1 | PSV-32017 DRAIN | C01 | 19.08.25 |  | C01A | 30.12.25 |  |  |  |  | N | I.F.C | ISO
CCW | PB | SB | CCP-W-B132-PI-140-WD-431-1 | PSV-32016 DRAIN | C01 | 19.08.25 |  | C01A | 30.12.25 |  |  |  |  | N | I.F.C | ISO
CCW | PB | SB | CCP-W-B132-PI-140-WD-432-1 | PSV-32015 DRAIN | C01 | 19.08.25 |  | C01A | 30.12.25 |  |  |  |  | N | I.F.C | ISO
CCW | PB | SB | CCP-W-B132-PI-140-WD-433-1 | PSV-32014 DRAIN | C01 | 19.08.25 |  | C01A | 30.12.25 |  |  |  |  | N | I.F.C | ISO
CCW | PB | SB | CCP-W-B132-PI-140-WD-436-1 | GT #11 AND HRSG #11 INLET HEADER DRAIN | C01 | 19.08.25 |  | C01A | 30.12.25 |  |  |  |  | N | I.F.C | ISO
CCW | PB | SB | CCP-W-B132-PI-140-WD-437-1 | GT #12 AND HRSG #12 INLET HEADER DRAIN | C01 | 19.08.25 |  | C01A | 30.12.25 |  |  |  |  | N | I.F.C | ISO
CCW | YARD | SB | CCP-W-B132-PI-140-WD-438-1 | CCWP A DRAIN | C01 | 19.08.25 |  | C01A | 30.12.25 |  |  |  |  | N | I.F.C | ISO
CCW | YARD | SB | CCP-W-B132-PI-140-WD-439-1 | CCWP A DRAIN | C01 | 19.08.25 |  | C01A | 30.12.25 |  |  |  |  | N | I.F.C | ISO
CCW | YARD | SB | CCP-W-B132-PI-140-WD-440-1 | CCWP A DRAIN | C01 | 19.08.25 |  | C01A | 30.12.25 |  |  |  |  | N | I.F.C | ISO
CCW | YARD | SB | CCP-W-B132-PI-140-WD-441-1 | CCWP COMMON SUCTION HEADER DRAIN | C01 | 19.08.25 |  | C01A | 30.12.25 |  |  |  |  | N | I.F.C | ISO
CCW | YARD | SB | CCP-W-B132-PI-140-WD-442-1 | CCWP B DRAIN | C01 | 19.08.25 |  | C01A | 30.12.25 |  |  |  |  | N | I.F.C | ISO
CCW | YARD | SB | CCP-W-B132-PI-140-WD-443-1 | CCWP B DRAIN | C01 | 19.08.25 |  | C01A | 30.12.25 |  |  |  |  | N | I.F.C | ISO
CCW | YARD | SB | CCP-W-B132-PI-140-WD-444-1 | CCWP B DRAIN | C01 | 19.08.25 |  | C01A | 30.12.25 |  |  |  |  | N | I.F.C | ISO
CCW | YARD | SB | CCP-W-B132-PI-140-WD-445-1 | CCWP COMMON SUCTION HEADER DRAIN | C01 | 19.08.25 |  | C01A | 30.12.25 |  |  |  |  | N | I.F.C | ISO
CCW | YARD | SB | CCP-W-B132-PI-140-WD-446-1 | CCWP C DRAIN | C01 | 19.08.25 |  | C01A | 30.12.25 |  |  |  |  | N | I.F.C | ISO
CCW | YARD | SB | CCP-W-B132-PI-140-WD-447-1 | CCWP C DRAIN | C01 | 19.08.25 |  | C01A | 30.12.25 |  |  |  |  | N | I.F.C | ISO
CCW | YARD | SB | CCP-W-B132-PI-140-WD-448-1 | CCWP C DRAIN | C01 | 19.08.25 |  | C01A | 30.12.25 |  |  |  |  | N | I.F.C | ISO
CCW | YARD | SB | CCP-W-B132-PI-140-WD-449-1 | CCWP COMMON SUCTION HEADER DRAIN | C01 | 19.08.25 |  | C01A | 30.12.25 |  |  |  |  | N | I.F.C | ISO
CCW | YARD | SB | CCP-W-B132-PI-140-WD-461-1 | CCW DISCHARGE REDUNDANCY LINE#1 DRAIN | C01 | 19.08.25 |  | C01A | 30.12.25 |  |  |  |  | N | I.F.C | ISO
CCW | PB | SB | CCP-W-B132-PI-140-WD-463-1 | GT #12 GENERATOR COOLER INLET DRAIN | C01 | 19.08.25 |  | C01A | 30.12.25 |  |  |  |  | N | I.F.C | ISO
CCW | PB | SB | CCP-W-B132-PI-140-WD-464-1 | GT #12 GENERATOR COOLER INLET DRAIN | C01 | 19.08.25 |  | C01A | 30.12.25 |  |  |  |  | N | I.F.C | ISO
CCW | PB | SB | CCP-W-B132-PI-140-WD-465-1 | GT #12 GENERATOR COOLER INLET DRAIN | C01 | 19.08.25 |  | C01A | 30.12.25 |  |  |  |  | N | I.F.C | ISO
CCW | PB | SB | CCP-W-B132-PI-140-WD-466-1 | GT #12 GENERATOR COOLER INLET DRAIN | C01 | 19.08.25 |  | C01A | 30.12.25 |  |  |  |  | N | I.F.C | ISO
CCW | PB | SB | CCP-W-B132-PI-140-WD-467-1 | GT #12 GENERATOR COOLER A DRAIN | C01 | 19.08.25 |  | C01A | 30.12.25 |  |  |  |  | N | I.F.C | ISO
CCW | PB | SB | CCP-W-B132-PI-140-WD-468-1 | GT #12 GENERATOR COOLER B DRAIN | C01 | 19.08.25 |  | C01A | 30.12.25 |  |  |  |  | N | I.F.C | ISO
CCW | PB | SB | CCP-W-B132-PI-140-WD-469-1 | GT #12 GENERATOR COOLER OUTLET DRAIN | C01 | 19.08.25 |  | C01A | 30.12.25 |  |  |  |  | N | I.F.C | ISO
CCW | PB | SB | CCP-W-B132-PI-140-WD-470-1 | GT #12 GENERATOR COOLER D DRAIN | C01 | 19.08.25 |  | C01A | 30.12.25 |  |  |  |  | N | I.F.C | ISO
CCW | PB | SB | CCP-W-B132-PI-140-WD-471-1 | GT#12 AND HRSG#12 INLET HEADER DRAIN | C01 | 19.08.25 |  | C01A | 30.12.25 |  |  |  |  | N | I.F.C | ISO
CCW | PB | SB | CCP-W-B132-PI-140-WD-472-1 | GT #12 SUPPLY AREA DRAIN | C01 | 19.08.25 |  | C01A | 30.12.25 |  |  |  |  | N | I.F.C | ISO
CCW | PB | SB | CCP-W-B132-PI-140-WD-473-1 | GT #12 AND HRSG #12 OUTLET HEADER DRAIN | C01 | 19.08.25 |  | C01A | 30.12.25 |  |  |  |  | N | I.F.C | ISO
CCW | PB | SB | CCP-W-B132-PI-140-WD-474-1 | GT#11 AND HRSG#11 INLET HEADER DRAIN | C01 | 19.08.25 |  | C01A | 30.12.25 |  |  |  |  | N | I.F.C | ISO
CCW | PB | SB | CCP-W-B132-PI-140-WD-475-1 | GT #11 SUPPLY AREA DRAIN | C01 | 19.08.25 |  | C01A | 30.12.25 |  |  |  |  | N | I.F.C | ISO
CCW | PB | SB | CCP-W-B132-PI-140-WD-476-1 | GT #11 GENERATOR COOLER A DRAIN | C01 | 19.08.25 |  | C01A | 30.12.25 |  |  |  |  | N | I.F.C | ISO
CCW | PB | SB | CCP-W-B132-PI-140-WD-477-1 | GT #11 GENERATOR COOLER B DRAIN | C01 | 19.08.25 |  | C01A | 30.12.25 |  |  |  |  | N | I.F.C | ISO
CCW | PB | SB | CCP-W-B132-PI-140-WD-478-1 | GT #11 GENERATOR COOLER C DRAIN | C01 | 19.08.25 |  | C01A | 30.12.25 |  |  |  |  | N | I.F.C | ISO
CCW | PB | SB | CCP-W-B132-PI-140-WD-479-1 | GT #11 GENERATOR COOLER D DRAIN | C01 | 19.08.25 |  | C01A | 30.12.25 |  |  |  |  | N | I.F.C | ISO
CCW | PB | SB | CCP-W-B132-PI-140-WD-480-1 | GT #21 GENERATOR COOLER A DRAIN | C01 | 19.08.25 |  | C01A | 30.12.25 |  |  |  |  | N | I.F.C | ISO
CCW | PB | SB | CCP-W-B132-PI-140-WD-481-1 | GT #21 GENERATOR COOLER B DRAIN | C01 | 19.08.25 |  | C01A | 30.12.25 |  |  |  |  | N | I.F.C | ISO
CCW | PB | SB | CCP-W-B132-PI-140-WD-482-1 | GT #21 GENERATOR COOLER C DRAIN | C01 | 19.08.25 |  | C01A | 30.12.25 |  |  |  |  | N | I.F.C | ISO
CCW | PB | SB | CCP-W-B132-PI-140-WD-483-1 | GT #21 GENERATOR COOLER D DRAIN | C01 | 19.08.25 |  | C01A | 30.12.25 |  |  |  |  | N | I.F.C | ISO
CCW | PB | SB | CCP-W-B132-PI-140-WD-484-1 | GT #11 AND HRSG #11 OUTLET HEADER DRAIN | C01 | 19.08.25 |  | C01A | 30.12.25 |  |  |  |  | N | I.F.C | ISO
CCW | PB | SB | CCP-W-B132-PI-140-WD-485-1 | ST GENERATOR COOLER A DRAIN | C01 | 19.08.25 |  | C01A | 30.12.25 |  |  |  |  | N | I.F.C | ISO
CCW | PB | SB | CCP-W-B132-PI-140-WD-486-1 | ST GENERATOR COOLER B DRAIN | C01 | 19.08.25 |  | C01A | 30.12.25 |  |  |  |  | N | I.F.C | ISO
CCW | PB | SB | CCP-W-B132-PI-140-WD-487-1 | ST GENERATOR COOLER C DRAIN | C01 | 19.08.25 |  | C01A | 30.12.25 |  |  |  |  | N | I.F.C | ISO
CCW | PB | SB | CCP-W-B132-PI-140-WD-488-1 | ST GENERATOR COOLER D DRAIN | C01 | 19.08.25 |  | C01A | 30.12.25 |  |  |  |  | N | I.F.C | ISO
CCW | PB | SB | CCP-W-B132-PI-140-WD-489-1 | ST LUBE OIL COOLER A DRAIN | C01 | 19.08.25 |  | C01A | 30.12.25 |  |  |  |  | N | I.F.C | ISO
CCW | PB | SB | CCP-W-B132-PI-140-WD-491-1 | ST GENERATOR COOLER A DRAIN | C01 | 19.08.25 |  | C01A | 30.12.25 |  |  |  |  | N | I.F.C | ISO
CCW | PB | SB | CCP-W-B132-PI-140-WD-492-1 | ST GENERATOR COOLER B DRAIN | C01 | 19.08.25 |  | C01A | 30.12.25 |  |  |  |  | N | I.F.C | ISO
CCW | PB | SB | CCP-W-B132-PI-140-WD-493-1 | ST GENERATOR COOLER C DRAIN | C01 | 19.08.25 |  | C01A | 30.12.25 |  |  |  |  | N | I.F.C | ISO
CCW | PB | SB | CCP-W-B132-PI-140-WD-494-1 | ST GENERATOR COOLER D DRAIN | C01 | 19.08.25 |  | C01A | 30.12.25 |  |  |  |  | N | I.F.C | ISO
CCW | PB | SB | CCP-W-B132-PI-140-WD-495-1 | ST LUBE OIL COOLER B DRAIN | C01 | 19.08.25 |  | C01A | 30.12.25 |  |  |  |  | N | I.F.C | ISO
CCW | YARD | SB | CCP-W-B132-PI-140-WD-502-1 | CCW RETURN HEADER VENT | C01 | 19.08.25 |  | C01A | 30.12.25 |  |  |  |  | N | I.F.C | ISO
CCW | YARD | SB | CCP-W-B132-PI-140-WD-509-1 | CCW SUPPLY HEADER VENT | C01 | 19.08.25 |  | C01A | 30.12.25 |  |  |  |  | N | I.F.C | ISO
CCW | YARD | SB | CCP-W-B132-PI-140-WD-511-1 | CHEMICAL ADDITIVE TANK LINE VENT | C01 | 19.08.25 |  | C01A | 30.12.25 |  |  |  |  | N | I.F.C | ISO
CCW | YARD | SB | CCP-W-B132-PI-140-WD-513-1 | AIR COOLED HEAT EXCHANGER INLET LINE VENT | C01 | 19.08.25 |  | C01A | 30.12.25 |  |  |  |  | N | I.F.C | ISO
CCW | PB | SB | CCP-W-B132-PI-140-WD-514-1 | GT #12 SUPPLY AREA VENT | C01 | 19.08.25 |  | C01A | 30.12.25 |  |  |  |  | N | I.F.C | ISO
CCW | PB | SB | CCP-W-B132-PI-140-WD-515-1 | TO GT #12 LUBE OIL COOLER VENT | C01 | 19.08.25 |  | C01A | 30.12.25 |  |  |  |  | N | I.F.C | ISO
CCW | PB | SB | CCP-W-B132-PI-140-WD-516-1 | GT #12 LUBE OIL COOLER DRAIN | C01 | 19.08.25 |  | C01A | 30.12.25 |  |  |  |  | N | I.F.C | ISO
CCW | PB | SB | CCP-W-B132-PI-140-WD-517-1 | GT #11 AND HRSG #11 OUTLET HEADER DRAIN | C01 | 19.08.25 |  | C01A | 30.12.25 |  |  |  |  | N | I.F.C | ISO
CCW | PB | SB | CCP-W-B132-PI-140-WD-518-1 | TO GT #11 LUBE OIL COOLER VENT | C01 | 19.08.25 |  | C01A | 30.12.25 |  |  |  |  | N | I.F.C | ISO
CCW | PB | SB | CCP-W-B132-PI-140-WD-519-1 | GT #11 SUPPLY AREA VENT | C01 | 19.08.25 |  | C01A | 30.12.25 |  |  |  |  | N | I.F.C | ISO
CCW | PB | SB | CCP-W-B132-PI-140-WD-520-1 | CCW BOP SUPPLY AREA HEADER VENT | C01 | 19.08.25 |  | C01A | 30.12.25 |  |  |  |  | N | I.F.C | ISO
CCW | PB | SB | CCP-W-B132-PI-140-WD-521-1 | GT #12 AND HRSG #12 OUTLET HEADER VENT | C01 | 19.08.25 |  | C01A | 30.12.25 |  |  |  |  | N | I.F.C | ISO
CCW | PB | SB | CCP-W-B132-PI-140-WD-523-1 | ST LUBE OIL COOLER A VENT | C01 | 19.08.25 |  | C01A | 30.12.25 |  |  |  |  | N | I.F.C | ISO
CCW | PB | SB | CCP-W-B132-PI-140-WD-524-1 | ST LUBE OIL COOLER B VENT | C01 | 19.08.25 |  | C01A | 30.12.25 |  |  |  |  | N | I.F.C | ISO
CCW | YARD | SB | CCP-W-B132-PI-140-WD-525-1 | CHEMICAL ADDITIVE TANK LINE VENT | C01 | 19.08.25 |  | C01A | 30.12.25 |  |  |  |  | N | I.F.C | ISO
CCW | PB | SB | CCP-W-B132-PI-140-WD-526-1 | GT #11 AND HRSG #11 OUTLET HEADER VENT | C01 | 19.08.25 |  | C01A | 30.12.25 |  |  |  |  | N | I.F.C | ISO
ATM | PB | LB | CCP-W-B133-PI-140-AV-501-1 | ATMOPHIERIC FLASH TANK TO VENT TO ATMOSPHERE | C01 | 16.04.25 |  | C01A | 16.01.26 |  |  |  |  | N | I.F.C | ISO
ATM | PB | LB | CCP-W-B133-PI-140-AV-501-2 | ATMOPHIERIC FLASH TANK TO VENT TO ATMOSPHERE | C01 | 16.04.25 |  | C01A | 16.01.26 |  |  |  |  | N | I.F.C | ISO
ATM | PB | SB | CCP-W-B133-PI-140-AV-502-1 | ANTI-SIPHONTO FLASH TANK VENT LINE | C01 | 13.08.25 |  | C01A | 30.12.25 |  |  |  |  | N | I.F.C | ISO
ATM | PB | SB | CCP-W-B133-PI-140-AV-503-1 | ATM. FLASH TANK DRAIN PUMP DIS. VENT LINE | C01 | 13.08.25 |  | C01A | 30.12.25 |  |  |  |  | N | I.F.C | ISO
ATM | PB | SB | CCP-W-B133-PI-140-LC-001-1 | ATMOSPHERIC FLASH TANK TEMP. CONTROL VALVETO ATMOSPHERIC FLASH TANK | C01 | 13.08.25 |  | C01A | 30.12.25 |  |  |  |  | N | I.F.C | ISO
ATM | PB | SB | CCP-W-B133-PI-140-LC-002-1 | CONDENSATE EXTRACTION PUMP DISCHARGETO NOZZLE SPRAY FOR HP STEAM HEADER | C01 | 13.08.25 |  | C01A | 30.12.25 |  |  |  |  | N | I.F.C | ISO
ATM | PB | SB | CCP-W-B133-PI-140-LC-003-1 | ATM. FLASH TANK TEMP. CONTROL VALVE BYPASS | C01 | 13.08.25 |  | C01A | 30.12.25 |  |  |  |  | N | I.F.C | ISO
ATM | PB | SB | CCP-W-B133-PI-140-LC-004-1 | NOZZLE SPRAY FOR HP STEAM HEADER WARM-UPTO ATM. FLASH TANK DRAIN PUMP UPSTRREAM | C01 | 13.08.25 |  | C01A | 30.12.25 |  |  |  |  | N | I.F.C | ISO
ATM | PB | LB | CCP-W-B133-PI-140-LC-011-1 | ATMOPHIERIC FLASH TANK TO TANK DISCHARGE DRAIN | C01 | 16.04.25 |  | C01A | 16.01.26 |  |  |  |  | N | I.F.C | ISO
ATM | PB | LB | CCP-W-B133-PI-140-LC-021-1 | TANK DISCHARGE DRAIN TO ATMOPHIERIC FLASH TANK DRAIN PUMP #A | C01 | 16.04.25 |  | C01A | 16.01.26 |  |  |  |  | N | I.F.C | ISO
ATM | PB | LB | CCP-W-B133-PI-140-LC-022-1 | TANK DISCHARGE DRAIN TO ATMOPHIERIC FLASH TANK DRAIN PUMP #B | C01 | 16.04.25 |  | C01A | 16.01.26 |  |  |  |  | N | I.F.C | ISO
ATM | PB | LB | CCP-W-B133-PI-140-LC-023-1 | ATMOPHIERIC FLASH TANK DRAIN PUMP #A TO ATM. FLASH TANK LEVEL CONTROL VALVE | C01 | 16.04.25 |  | C01A | 16.01.26 |  |  |  |  | N | I.F.C | ISO
ATM | PB | LB | CCP-W-B133-PI-140-LC-024-1 | ATMOPHIERIC FLASH TANK DRAIN PUMP #B TO ATM. FLASH TANK LEVEL CONTROL VALVE | C01 | 16.04.25 |  | C01A | 16.01.26 |  |  |  |  | N | I.F.C | ISO
ATM | PB | SB | CCP-W-B133-PI-140-LC-025-1 | ATM. FLASH TANK DRAIN PUMP #A MIN. REC. LINE | C01 | 13.08.25 |  | C01A | 30.12.25 |  |  |  |  | N | I.F.C | ISO
ATM | PB | SB | CCP-W-B133-PI-140-LC-026-1 | ATM. FLASH TANK DRAIN PUMP #B MIN. REC. LINE | C01 | 13.08.25 |  | C01A | 30.12.25 |  |  |  |  | N | I.F.C | ISO
ATM | PB | LB | CCP-W-B133-PI-140-LC-031-1 | ATM. FLASH TANK DRAIN PUMP DIS. COMMON TO CONDENSATE COLLECTION TANK | C01 | 16.04.25 |  | C01A | 16.01.26 |  |  |  |  | N | I.F.C | ISO
ATM | PB | LB | CCP-W-B133-PI-140-LC-031-2 | ATM. FLASH TANK DRAIN PUMP DIS. COMMON TO CONDENSATE COLLECTION TANK | C01 | 16.04.25 |  | C01A | 16.01.26 |  | C01B | 31.01.26 |  | N | I.F.C | ISO
ATM | PB | LB | CCP-W-B133-PI-140-LC-031-3 | ATM. FLASH TANK DRAIN PUMP DIS. COMMON TO CONDENSATE COLLECTION TANK | C01 | 16.04.25 |  | C01A | 16.01.26 |  | C01B | 31.01.26 |  | N | I.F.C | ISO
ATM | PB | SB | CCP-W-B133-PI-140-LC-032-1 | ATM. FLASH TANK LEVEL CONTROL VALVE BYPASS | C01 | 13.08.25 |  | C01A | 30.12.25 |  |  |  |  | N | I.F.C | ISO
ATM | YARD | LB | CCP-W-B133-PI-140-LC-043-1 | ATM. FLASH TANK DRAIN PUMP DISCH. COMMON TO CONDENSATE COLLECTION TANK | C01A | 16.01.26 | C01A가 초도 | C01B | 31.01.26 |  |  |  |  | N | I.F.C | ISO
ATM | YARD | LB | CCP-W-B133-PI-140-LC-043-2 | ATM. FLASH TANK DRAIN PUMP DISCH. COMMON TO CONDENSATE COLLECTION TANK | C01A | 16.01.26 | C01A가 초도 | C01B | 31.01.26 |  |  |  |  | N | I.F.C | ISO
ATM | YARD | LB | CCP-W-B133-PI-140-LC-043-3 | ATM. FLASH TANK DRAIN PUMP DISCH. COMMON TO CONDENSATE COLLECTION TANK | C01 | 16.04.25 |  | C01A | 16.01.26 |  | C01B | 31.01.26 |  | N | I.F.C | ISO
ATM | PB | LB | CCP-W-B133-PI-140-LC-401-1 | ATMOPHIERIC FLASH TANK TO FLASH TANK OVERFLOW LINE | C01 | 16.04.25 |  | C01A | 16.01.26 |  |  |  |  | N | I.F.C | ISO
ATM | PB | LB | CCP-W-B133-PI-140-LC-402-1 | FLASH TANK OVERFLOW LINE TO FLASH TANK OVERFLOW BYPASS | C01 | 16.04.25 |  | C01A | 16.01.26 |  |  |  |  | N | I.F.C | ISO
ATM | PB | LB | CCP-W-B133-PI-140-LC-403-1 | ATMOPHIERIC FLASH TANK TO FLASH TANK OVERFLOW LINE | C01 | 16.04.25 |  | C01A | 16.01.26 |  |  |  |  | N | I.F.C | ISO
ATM | YARD | SB | CCP-W-B133-PI-140-LC-422-1 | ATM. FLASH TANK DRAIN PUMP DISCH. COMMON DRAIN LINE | C01 | 13.08.25 |  | C01A | 30.12.25 |  |  |  |  | N | I.F.C | ISO
ATM | YARD | SB | CCP-W-B133-PI-140-LC-521-1 | ATM. FLASH TANK DRAIN PUMP DISCH. COMMON VENT LINE | C01 | 13.08.25 |  | C01A | 30.12.25 |  |  |  |  | N | I.F.C | ISO
ATM | PB | LB | CCP-W-B133-PI-140-ST-401-1 | HP STEAM DRAIN MANIFOLD TO ATMOPHIERIC FLASH TANK | C01 | 16.04.25 |  | C01A | 16.01.26 |  | C01B | 31.01.26 |  | N | I.F.C | ISO
ATM | PB | LB | CCP-W-B133-PI-140-ST-402-1 | LP STEAM DRAIN MANIFOLD TO ATMOPHIERIC FLASH TANK | C01 | 16.04.25 |  | C01A | 16.01.26 |  | C01B | 31.01.26 |  | N | I.F.C | ISO
ATM | PB | LB | CCP-W-B133-PI-140-ST-403-1 | AUXILIARY STEAM DRAIN MANIFOLD TO ATMOPHIERIC FLASH TANK | C01 | 16.04.25 |  | C01A | 16.01.26 |  | C01B | 31.01.26 |  | N | I.F.C | ISO
ATM | PB | SB | CCP-W-B133-PI-140-ST-411-1 | ATM. FLASH TANK DRAIN PUMP #A STRAINER DRAIN | C01 | 13.08.25 |  | C01A | 30.12.25 |  |  |  |  | N | I.F.C | ISO
ATM | PB | SB | CCP-W-B133-PI-140-ST-412-1 | ATM. FLASH TANK DRAIN PUMP #B STRAINER DRAIN | C01 | 13.08.25 |  | C01A | 30.12.25 |  |  |  |  | N | I.F.C | ISO
ATM | PB | SB | CCP-W-B133-PI-140-ST-413-1 | ATM. FLASH TANK DRAIN PUMP #A DIS. LINE DRAIN | C01 | 13.08.25 |  | C01A | 30.12.25 |  |  |  |  | N | I.F.C | ISO
ATM | PB | SB | CCP-W-B133-PI-140-ST-414-1 | ATM. FLASH TANK DRAIN PUMP #B DIS. LINE DRAIN | C01 | 13.08.25 |  | C01A | 30.12.25 |  |  |  |  | N | I.F.C | ISO
ATM | PB | SB | CCP-W-B133-PI-140-ST-421-1 | ATM. FLASH TANK LEVEL CONTROL VALVE DRAIN | C01 | 13.08.25 |  | C01A | 30.12.25 |  |  |  |  | N | I.F.C | ISO
ATM | PB | SB | CCP-W-B133-PI-140-ST-431-1 | ATMOSPHERIC FLASH TANK SILENCER DRAIN | C01 | 13.08.25 |  | C01A | 30.12.25 |  |  |  |  | N | I.F.C | ISO
ATM | PB | SB | CCP-W-B133-PI-140-ST-431-2 | ATMOSPHERIC FLASH TANK SILENCER DRAIN | C01 | 13.08.25 |  | C01A | 30.12.25 |  |  |  |  | N | I.F.C | ISO
ATM | PB | SB | CCP-W-B133-PI-140-ST-451-1 | ATMOSPHERIC FLASH TANK DRAIN PUMP #A DRAIN | C01 | 13.08.25 |  | C01A | 30.12.25 |  |  |  |  | N | I.F.C | ISO
ATM | PB | SB | CCP-W-B133-PI-140-ST-452-1 | ATMOSPHERIC FLASH TANK DRAIN PUMP #B DRAIN | C01 | 13.08.25 |  | C01A | 30.12.25 |  |  |  |  | N | I.F.C | ISO
AS | YARD | LB | CCP-W-B134-PI-140-AS-011-1 | AUX. STEAM COMMON HEADER TO HOT WATER STEAM SYSTEM (ANTI-ICING) | C01 | 02.05.25 |  | C01A | 31.01.26 | 기존 : T23012-W-B128-PI-140-AS-011(8OF8) |  |  |  | N | I.F.C | ISO
AS | YARD | LB | CCP-W-B134-PI-140-AS-050-1 | AUX. STEAM AFTER PCV TO PCV DOWNSTREAM LINE | C01 | 02.05.25 |  | C01A | 31.01.26 | 기존 : T23012-W-B128-PI-140-AS-050(1OF1) |  |  |  | N | I.F.C | ISO
AS | YARD | LB | CCP-W-B134-PI-140-AS-051-1 | STEAM FOR HEAT EXCHANGER OF HW SYSTEM COM. TO #1 HEAT EXCHANGER SHELL SIDE INLET | C01 | 02.05.25 |  | C01A | 31.01.26 | 기존 : T23012-W-B128-PI-140-AS-051(1OF1) |  |  |  | N | I.F.C | ISO
AS | YARD | LB | CCP-W-B134-PI-140-AS-052-1 | STEAM FOR HEAT EXCHANGER OF HW SYSTEM COM. TO #2 HEAT EXCHANGER SHELL SIDE INLET | C01 | 02.05.25 |  | C01A | 31.01.26 | 기존 : T23012-W-B128-PI-140-AS-052(1OF1) |  |  |  | N | I.F.C | ISO
HW | YARD | SB | CCP-W-B134-PI-140-AV-502-1 | HWS PUMP A DISCHARGE VENT | C01 | 27.08.25 |  | C01A | 30.12.25 |  |  |  |  | N | I.F.C | ISO
HW | YARD | SB | CCP-W-B134-PI-140-AV-503-1 | HWS PUMP B DISCHARGE VENT | C01 | 27.08.25 |  | C01A | 30.12.25 |  |  |  |  | N | I.F.C | ISO
HW | YARD | SB | CCP-W-B134-PI-140-AV-504-1 | HWS PUMP C DISCHARGE VENT | C01 | 27.08.25 |  | C01A | 30.12.25 |  |  |  |  | N | I.F.C | ISO
HW | YARD | SB | CCP-W-B134-PI-140-AV-511-1 | #1 HEAT EXCHANGER SHELL SIDE VENT | C01 | 27.08.25 |  | C01A | 30.12.25 |  |  |  |  | N | I.F.C | ISO
HW | YARD | SB | CCP-W-B134-PI-140-AV-512-1 | #2 HEAT EXCHANGER SHELL SIDE VENT | C01 | 27.08.25 |  | C01A | 30.12.25 |  |  |  |  | N | I.F.C | ISO
HW | YARD | SB | CCP-W-B134-PI-140-AV-513-1 | VENT LINE BYPASS | C01 | 27.08.25 |  | C01A | 30.12.25 |  |  |  |  | N | I.F.C | ISO
HW | YARD | SB | CCP-W-B134-PI-140-AV-514-1 | VENT LINE BYPASS | C01 | 27.08.25 |  | C01A | 30.12.25 |  |  |  |  | N | I.F.C | ISO
HW | YARD | SB | CCP-W-B134-PI-140-AV-524-1 | #11 HEAT EXCHANGER TUBE SIDE OUTLET VENT | C01 | 27.08.25 |  | C01A | 30.12.25 |  |  |  |  | N | I.F.C | ISO
HW | YARD | SB | CCP-W-B134-PI-140-AV-525-1 | #12 HEAT EXCHANGER TUBE SIDE OUTLET VENT | C01 | 27.08.25 |  | C01A | 30.12.25 |  |  |  |  | N | I.F.C | ISO
HW | YARD | SB | CCP-W-B134-PI-140-AV-531-1 | HWR. COMMON LINE VENT | C01 | 27.08.25 |  | C01A | 30.12.25 |  |  |  |  | N | I.F.C | ISO
HW | YARD | SB | CCP-W-B134-PI-140-AV-532-1 | STEAM HEATER DRAIN LINE AFTER EDUCTOR VENT | C01 | 27.08.25 |  | C01A | 30.12.25 |  |  |  |  | N | I.F.C | ISO
HW | YARD | SB | CCP-W-B134-PI-140-AV-533-1 | #11 HEAT EXCHANGER TUBE SIDE OUTLET VENT | C01 | 27.08.25 |  | C01A | 30.12.25 |  |  |  |  | N | I.F.C | ISO
HW | YARD | SB | CCP-W-B134-PI-140-AV-534-1 | HEAT EXCHANGER TUBE SIDE OUTLET COMMON VENT | C01 | 27.08.25 |  | C01A | 30.12.25 |  |  |  |  | N | I.F.C | ISO
HW | YARD | SB | CCP-W-B134-PI-140-AV-535-1 | #12 HEAT EXCHANGER TUBE SIDE OUTLET VENT | C01 | 27.08.25 |  | C01A | 30.12.25 |  |  |  |  | N | I.F.C | ISO
AS | YARD | SB | CCP-W-B134-PI-140-AV-571-1 | HEAT EXCHANGER SHELL SIDE INLET VENT | C01 | 19.08.25 |  | C01A | 30.12.25 |  |  |  |  | N | I.F.C | ISO
AS | YARD | SB | CCP-W-B134-PI-140-AV-572-1 | HEAT EXCHANGER SHELL SIDE INLET VENT | C01 | 19.08.25 |  | C01A | 30.12.25 |  |  |  |  | N | I.F.C | ISO
HW | PB | LB | CCP-W-B134-PI-140-HWR-001-1 | HWR. FROM GT #11 AIR INTAKE SYSTEM TO HWR. COMMON LINE | C01 | 15.01.25 | 철골 미확정 & NOZZLE COUNTER FLANGE 공급여부 미확정 & MAINTENANCE AREA 간섭 | C01A | 31.01.26 |  |  |  |  | N | I.F.C | ISO
HW | PB | LB | CCP-W-B134-PI-140-HWR-001-2 | HWR. FROM GT #11 AIR INTAKE SYSTEM TO HWR. COMMON LINE | C01 | 15.01.25 |  | C01A | 31.01.26 |  |  |  |  | N | I.F.C | ISO
HW | PB | LB | CCP-W-B134-PI-140-HWR-001-3 | HWR. FROM GT #11 AIR INTAKE SYSTEM TO HWR. COMMON LINE | C01 | 15.01.25 |  | C01A | 31.01.26 |  |  |  |  | N | I.F.C | ISO
HW | PB | LB | CCP-W-B134-PI-140-HWR-002-1 | HWR. FROM GT #12 AIR INTAKE SYSTEM TO HWR. COMMON LINE | C01 | 15.01.25 | 철골 미확정 & NOZZLE COUNTER FLANGE 공급여부 미확정 & MAINTENANCE AREA 간섭 | C01A | 31.01.26 |  |  |  |  | N | I.F.C | ISO
HW | PB | LB | CCP-W-B134-PI-140-HWR-002-2 | HWR. FROM GT #12 AIR INTAKE SYSTEM TO HWR. COMMON LINE | C01 | 15.01.25 |  | C01A | 31.01.26 |  |  |  |  | N | I.F.C | ISO
HW | PB | LB | CCP-W-B134-PI-140-HWR-002-3 | HWR. FROM GT #12 AIR INTAKE SYSTEM TO HWR. COMMON LINE | C01 | 15.01.25 |  | C01A | 31.01.26 |  |  |  |  | N | I.F.C | ISO
HW | PB | LB | CCP-W-B134-PI-140-HWR-003-1 | HWR. COMMON LINE TO HWS. PUMP SUCTION HEADER | C01 | 15.01.25 |  | C01A | 31.01.26 |  |  |  |  | N | I.F.C | ISO
HW | YARD | LB | CCP-W-B134-PI-140-HWR-004-1 | HWS PUMP SUTION HEADER INLET TO HWS PUMP SUTION HEADER LINE | C01 | 02.05.25 |  | C01A | 31.01.26 |  |  |  |  | N | I.F.C | ISO
HW | YARD | LB | CCP-W-B134-PI-140-HWR-005-1 | HWS PUMP SUTION HEADER LINE TO HWS PUMP A SUCTION | C01 | 02.05.25 |  | C01A | 31.01.26 |  |  |  |  | N | I.F.C | ISO
HW | YARD | LB | CCP-W-B134-PI-140-HWR-006-1 | HWS PUMP SUTION HEADER LINE TO HWS PUMP B SUCTION | C01 | 02.05.25 |  | C01A | 31.01.26 |  |  |  |  | N | I.F.C | ISO
HW | YARD | LB | CCP-W-B134-PI-140-HWR-007-1 | HWS PUMP SUTION HEADER LINE TO HWS PUMP C SUCTION | C01 | 02.05.25 |  | C01A | 31.01.26 |  |  |  |  | N | I.F.C | ISO
HW | PB | LB | CCP-W-B134-PI-140-HWR-009-1 | HOT WATER HEAD TANK TO HWR. COMMON LINE | C01 | 15.01.25 | NOZZLE 높이 미확정 | C01A | 31.01.26 |  |  |  |  | N | I.F.C | ISO
HW | YARD | SB | CCP-W-B134-PI-140-HWR-022-1 | HOT WATER CHEMICAL ADDITIVE TANK TO HOT WATER SUPPLY PUMP SUCTION HEADER | C01 | 27.08.25 |  | C01A | 30.12.25 |  |  |  |  | N | I.F.C | ISO
HW | YARD | SB | CCP-W-B134-PI-140-HWR-022-2 | HOT WATER CHEMICAL ADDITIVE TANK TO HOT WATER SUPPLY PUMP SUCTION HEADER | C01 | 27.08.25 |  | C01A | 30.12.25 |  |  |  |  | N | I.F.C | ISO
HW | YARD | SB | CCP-W-B134-PI-140-HWR-022-3 | HOT WATER CHEMICAL ADDITIVE TANK TO HOT WATER SUPPLY PUMP SUCTION HEADER | C01 | 27.08.25 |  | C01A | 30.12.25 |  |  |  |  | N | I.F.C | ISO
HW | YARD | LB | CCP-W-B134-PI-140-HWR-036-1 | HOT WATER RETURN COMMON LINE TO HWS PUMP SUCTION HEADER | C01 | 02.05.25 |  | C01A | 31.01.26 |  |  |  |  | N | I.F.C | ISO
HW | PB | LB | CCP-W-B134-PI-140-HWR-042-1 | HWR. COMMON LINE TO HWS. PUMP SUCTION HEADER | C01 | 15.01.25 |  | C01A | 31.01.26 |  |  |  |  | N | I.F.C | ISO
HW | YARD | LB | CCP-W-B134-PI-140-HWR-042-2 | HWR. COMMON LINE TO HWS. PUMP SUCTION HEADER | C01 | 02.05.25 |  | C01A | 31.01.26 |  |  |  |  | N | I.F.C | ISO
HW | YARD | LB | CCP-W-B134-PI-140-HWR-042-3 | HWR. COMMON LINE TO HWS. PUMP SUCTION HEADER | C01 | 02.05.25 |  | C01A | 31.01.26 |  |  |  |  | N | I.F.C | ISO
HW | YARD | LB | CCP-W-B134-PI-140-HWR-042-4 | HWR. COMMON LINE TO HWS. PUMP SUCTION HEADER | C01 | 02.05.25 |  | C01A | 31.01.26 |  |  |  |  | N | I.F.C | ISO
HW | YARD | LB | CCP-W-B134-PI-140-HWR-042-5 | HWR. COMMON LINE TO HWS. PUMP SUCTION HEADER | C01 | 02.05.25 |  | C01A | 31.01.26 |  |  |  |  | N | I.F.C | ISO
HW | YARD | LB | CCP-W-B134-PI-140-HWS-001-1 | HWS PUMP A DISCHARGE TO HWS PUMP DISCHARGE HEADER | C01 | 02.05.25 |  | C01A | 31.01.26 |  |  |  |  | N | I.F.C | ISO
HW | YARD | LB | CCP-W-B134-PI-140-HWS-002-1 | HWS PUMP B DISCHARGE TO HWS PUMP DISCHARGE HEADER | C01 | 02.05.25 |  | C01A | 31.01.26 |  |  |  |  | N | I.F.C | ISO
HW | YARD | LB | CCP-W-B134-PI-140-HWS-003-1 | HWS PUMP C DISCHARGE TO HWS PUMP DISCHARGE HEADER | C01 | 02.05.25 |  | C01A | 31.01.26 |  |  |  |  | N | I.F.C | ISO
HW | YARD | LB | CCP-W-B134-PI-140-HWS-004-1 | HWS PUMP DISCHARGE HEADER TO HWS PUMP DISCHARGE HEADER LINE | C01 | 02.05.25 |  | C01A | 31.01.26 |  |  |  |  | N | I.F.C | ISO
HW | YARD | LB | CCP-W-B134-PI-140-HWS-005-1 | HWS PUMP DISCHARGE HEADER TO HEX TUBE SIDE INLET HEADER | C01 | 02.05.25 |  | C01A | 31.01.26 |  |  |  |  | N | I.F.C | ISO
HW | YARD | LB | CCP-W-B134-PI-140-HWS-006-1 | HEX TUBE SIDE INLET HEADER TO #11 HEAT EXCHANGER TUBE SIDE INLET | C01 | 02.05.25 |  | C01A | 31.01.26 |  |  |  |  | N | I.F.C | ISO
HW | YARD | LB | CCP-W-B134-PI-140-HWS-007-1 | HEX TUBE SIDE INLET HEADER TO #12 HEAT EXCHANGER TUBE SIDE INLET | C01 | 02.05.25 |  | C01A | 31.01.26 |  |  |  |  | N | I.F.C | ISO
HW | YARD | LB | CCP-W-B134-PI-140-HWS-008-1 | #11 HEAT EXCHANGER TUBE SIDE OUTLET HEAT EXCHANGER TUBE SIDE OUTLET COMMON | C01 | 02.05.25 |  | C01A | 31.01.26 |  |  |  |  | N | I.F.C | ISO
HW | YARD | LB | CCP-W-B134-PI-140-HWS-009-1 | #12 HEAT EXCHANGER TUBE SIDE OUTLET HEAT EXCHANGER TUBE SIDE OUTLET COMMON | C01 | 02.05.25 |  | C01A | 31.01.26 |  |  |  |  | N | I.F.C | ISO
HW | YARD | LB | CCP-W-B134-PI-140-HWS-010-1 | HEAT EXCHANGER TUBE SIDE OUTLET COMMON TO HWS DISTRIBUTION SYSTEM COMMON | C01 | 02.05.25 |  | C01A | 31.01.26 |  |  |  |  | N | I.F.C | ISO
HW | PB | LB | CCP-W-B134-PI-140-HWS-011-1 | HWS. DISTRIBUTION SYSTEM COMMON TO HWS. FOR GT #11 AIR INTAKE SYSTEM | C01 | 15.01.25 |  | C01A | 31.01.26 |  |  |  |  | N | I.F.C | ISO
HW | PB | LB | CCP-W-B134-PI-140-HWS-011-2 | HWS. DISTRIBUTION SYSTEM COMMON TO HWS. FOR GT #11 AIR INTAKE SYSTEM | C01 | 15.01.25 |  | C01A | 31.01.26 |  |  |  |  | N | I.F.C | ISO
HW | PB | LB | CCP-W-B134-PI-140-HWS-011-3 | HWS. DISTRIBUTION SYSTEM COMMON TO HWS. FOR GT #11 AIR INTAKE SYSTEM | C01 | 15.01.25 | 철골 미확정 & NOZZLE COUNTER FLANGE 공급여부 미확정 | C01A | 31.01.26 |  |  |  |  | N | I.F.C | ISO
HW | PB | LB | CCP-W-B134-PI-140-HWS-012-1 | HWS. DISTRIBUTION SYSTEM COMMON TO HWS. FOR GT #12 AIR INTAKE SYSTEM | C01 | 15.01.25 |  | C01A | 31.01.26 |  |  |  |  | N | I.F.C | ISO
HW | PB | LB | CCP-W-B134-PI-140-HWS-012-2 | HWS. DISTRIBUTION SYSTEM COMMON TO HWS. FOR GT #12 AIR INTAKE SYSTEM | C01 | 15.01.25 |  | C01A | 31.01.26 |  |  |  |  | N | I.F.C | ISO
HW | PB | LB | CCP-W-B134-PI-140-HWS-012-3 | HWS. DISTRIBUTION SYSTEM COMMON TO HWS. FOR GT #12 AIR INTAKE SYSTEM | C01 | 15.01.25 | 철골 미확정 & NOZZLE COUNTER FLANGE 공급여부 미확정 | C01A | 31.01.26 |  |  |  |  | N | I.F.C | ISO
HW | PB | LB | CCP-W-B134-PI-140-HWS-013-1 | HEAT EXCHANGER TUBE SIDE OUTLET COM. LINE TO HWS. DISTRIBUTION SYSTEM COMMON | C01 | 15.01.25 |  | C01A | 31.01.26 |  |  |  |  | N | I.F.C | ISO
HW | YARD | SB | CCP-W-B134-PI-140-HWS-021-1 | HOT WATER SUPPLY PUMP DISCHARGE HEADER TO HOT WATER CHEMICAL ADDITIVE TANK | C01 | 27.08.25 |  | C01A | 30.12.25 |  |  |  |  | N | I.F.C | ISO
HW | YARD | SB | CCP-W-B134-PI-140-HWS-021-2 | HOT WATER SUPPLY PUMP DISCHARGE HEADER TO HOT WATER CHEMICAL ADDITIVE TANK | C01 | 27.08.25 |  | C01A | 30.12.25 |  |  |  |  | N | I.F.C | ISO
HW | YARD | SB | CCP-W-B134-PI-140-HWS-021-3 | HOT WATER SUPPLY PUMP DISCHARGE HEADER TO HOT WATER CHEMICAL ADDITIVE TANK | C01 | 27.08.25 |  | C01A | 30.12.25 |  |  |  |  | N | I.F.C | ISO
HW | YARD | LB | CCP-W-B134-PI-140-HWS-030-1 | HWS PUMP DISCHARGE HEADER TO HEAT EXCHANGER TUBE SIDE OUTLET COMMON | C01 | 02.05.25 |  | C01A | 31.01.26 |  |  |  |  | N | I.F.C | ISO
HW | YARD | LB | CCP-W-B134-PI-140-HWS-041-1 | HEAT EXCHANGER TUBE SIDE OUTLET COMMON TO HW SUPPLY DISTRIBUTION SYSTEM COMMON | C01 | 02.05.25 |  | C01A | 31.01.26 |  |  |  |  | N | I.F.C | ISO
HW | YARD | LB | CCP-W-B134-PI-140-HWS-041-2 | HEAT EXCHANGER TUBE SIDE OUTLET COMMON TO HW SUPPLY DISTRIBUTION SYSTEM COMMON | C01 | 02.05.25 |  | C01A | 31.01.26 |  |  |  |  | N | I.F.C | ISO
HW | YARD | LB | CCP-W-B134-PI-140-HWS-041-3 | HEAT EXCHANGER TUBE SIDE OUTLET COMMON TO HW SUPPLY DISTRIBUTION SYSTEM COMMON | C01 | 02.05.25 |  | C01A | 31.01.26 |  |  |  |  | N | I.F.C | ISO
HW | YARD | LB | CCP-W-B134-PI-140-HWS-041-4 | HEAT EXCHANGER TUBE SIDE OUTLET COMMON TO HW SUPPLY DISTRIBUTION SYSTEM COMMON | C01 | 02.05.25 |  | C01A | 31.01.26 |  |  |  |  | N | I.F.C | ISO
HW | YARD | LB | CCP-W-B134-PI-140-HWS-041-5 | HEAT EXCHANGER TUBE SIDE OUTLET COMMON TO HW SUPPLY DISTRIBUTION SYSTEM COMMON | C01 | 02.05.25 |  | C01A | 31.01.26 |  |  |  |  | N | I.F.C | ISO
HW | YARD | LB | CCP-W-B134-PI-140-HWS-050-1 | HWS PUMP RECIR. LINE FROM DISCH. COMMON TO HOT WATER RETURN COMMON LINE | C01 | 02.05.25 |  | C01A | 31.01.26 |  |  |  |  | N | I.F.C | ISO
HW | PB | LB | CCP-W-B134-PI-140-HWS-420-1 | HWS. DISTRIBUTION SYSTEM COMMON TO FLUSING, FILLING NOZZLE | C01 | 15.01.25 | NOZZLE 위치 미확정 | C01A | 31.01.26 | LINE NO. 변경 (4"-HWS-B1-34/100-GB1-PP → 4"-HWS-B1-34/420-GB1-PP) |  |  |  | N | I.F.C | ISO
SS | PB | SB | CCP-W-B134-PI-140-HWS-601-1 | HOT WATER SUPPLY DISTRIBUTION SYSTEM COMMON TO SAMPLING SYSTEM | C01 | 21.08.25 |  | C01A | 30.12.25 |  |  |  |  | N | I.F.C | ISO
SS | PB | SB | CCP-W-B134-PI-140-HWS-602-1 | HOT WATER SUPPLY DISTRIBUTION SYSTEM COMMON TO SAMPLING SYSTEM | C01 | 21.08.25 |  | C01A | 30.12.25 |  |  |  |  | N | I.F.C | ISO
SS | PB | SB | CCP-W-B134-PI-140-HWS-602-2 | HOT WATER SUPPLY DISTRIBUTION SYSTEM COMMON TO SAMPLING SYSTEM | C01 | 21.08.25 |  | C01A | 30.12.25 |  |  |  |  | N | I.F.C | ISO
SS | PB | SB | CCP-W-B134-PI-140-HWS-602-3 | HOT WATER SUPPLY DISTRIBUTION SYSTEM COMMON TO SAMPLING SYSTEM | C01 | 21.08.25 |  | C01A | 30.12.25 |  |  |  |  | N | I.F.C | ISO
SS | PB | SB | CCP-W-B134-PI-140-HWS-602-4 | HOT WATER SUPPLY DISTRIBUTION SYSTEM COMMON TO SAMPLING SYSTEM | C01 | 21.08.25 |  | C01A | 30.12.25 |  |  |  |  | N | I.F.C | ISO
SS | PB | SB | CCP-W-B134-PI-140-HWS-602-5 | HOT WATER SUPPLY DISTRIBUTION SYSTEM COMMON TO SAMPLING SYSTEM | C01 | 21.08.25 |  | C01A | 30.12.25 |  |  |  |  | N | I.F.C | ISO
HW | YARD | SB | CCP-W-B134-PI-140-ST-031-1 | #1 HEAT EXCHANGER SHELL SIDE OUTLET TO HEAT EXCHANGER SHELL SIDE OUTLET COMMON | C01 | 27.08.25 |  | C01A | 30.12.25 |  |  |  |  | N | I.F.C | ISO
HW | YARD | SB | CCP-W-B134-PI-140-ST-032-1 | #2 HEAT EXCHANGER SHELL SIDE OUTLET TO HEAT EXCHANGER SHELL SIDE OUTLET COMMON | C01 | 27.08.25 |  | C01A | 30.12.25 |  |  |  |  | N | I.F.C | ISO
HW | YARD | LB | CCP-W-B134-PI-140-ST-033-1 | HEAT EXCHANGER SHELL SIDE OUTLET COMMON TO EDUCTOR | C01 | 02.05.25 |  | C01A | 31.01.26 |  |  |  |  | N | I.F.C | ISO
HW | YARD | LB | CCP-W-B134-PI-140-ST-034-1 | STEAM HEATER DRAIN LINE AFTER EDUCTOR TO ATOMOSPHERE FLASH TANK | C01 | 02.05.25 |  | C01A | 31.01.26 |  |  |  |  | N | I.F.C | ISO
HW | PB | LB | CCP-W-B134-PI-140-ST-035-1 | STEAM HEATER DRAIN LINE AFTER EDUCTOR TO ATOMOSPHERE FLASH TANK | C01 | 15.01.25 |  | C01A | 31.01.26 |  |  |  |  | N | I.F.C | ISO
HW | PB | LB | CCP-W-B134-PI-140-ST-035-2 | STEAM HEATER DRAIN LINE AFTER EDUCTOR TO ATOMOSPHERE FLASH TANK | C01 | 15.01.25 | NOZZLE 위치 미확정 | C01A | 31.01.26 |  |  |  |  | N | I.F.C | ISO
HW | YARD | LB | CCP-W-B134-PI-140-ST-045-1 | STEAM HEATER DRAIN LINE AFTER EDUCTOR TO ATOMOSPHERE FLASH TANK | C01 | 02.05.25 |  | C01A | 31.01.26 |  |  |  |  | N | I.F.C | ISO
HW | YARD | LB | CCP-W-B134-PI-140-ST-045-2 | STEAM HEATER DRAIN LINE AFTER EDUCTOR TO ATOMOSPHERE FLASH TANK | C01 | 02.05.25 |  | C01A | 31.01.26 |  |  |  |  | N | I.F.C | ISO
HW | YARD | LB | CCP-W-B134-PI-140-ST-045-3 | STEAM HEATER DRAIN LINE AFTER EDUCTOR TO ATOMOSPHERE FLASH TANK | C01 | 02.05.25 |  | C01A | 31.01.26 |  |  |  |  | N | I.F.C | ISO
HW | YARD | LB | CCP-W-B134-PI-140-ST-045-4 | STEAM HEATER DRAIN LINE AFTER EDUCTOR TO ATOMOSPHERE FLASH TANK | C01 | 02.05.25 |  | C01A | 31.01.26 |  |  |  |  | N | I.F.C | ISO
HW | YARD | LB | CCP-W-B134-PI-140-ST-045-5 | STEAM HEATER DRAIN LINE AFTER EDUCTOR TO ATOMOSPHERE FLASH TANK | C01 | 02.05.25 |  | C01A | 31.01.26 |  |  |  |  | N | I.F.C | ISO
HW | YARD | SB | CCP-W-B134-PI-140-ST-410-1 | #1 HEAT EXCHANGER SHELL SIDE DRAIN | C01 | 27.08.25 |  | C01A | 30.12.25 |  |  |  |  | N | I.F.C | ISO
HW | YARD | SB | CCP-W-B134-PI-140-ST-412-1 | #2 HEAT EXCHANGER SHELL SIDE DRAIN | C01 | 27.08.25 |  | C01A | 30.12.25 |  |  |  |  | N | I.F.C | ISO
HW | YARD | SB | CCP-W-B134-PI-140-ST-418-1 | STEAM HEATER DRAIN LINE AFTER EDUCTOR DRAIN | C01 | 27.08.25 |  | C01A | 30.12.25 |  |  |  |  | N | I.F.C | ISO
AS | YARD | SB | CCP-W-B134-PI-140-ST-423-1 | DRIP PAN DRAIN | C01 | 19.08.25 |  | C01A | 30.12.25 |  |  |  |  | N | I.F.C | ISO
AS | YARD | SB | CCP-W-B134-PI-140-ST-424-1 | PSV DOWNSTREAM DRAIN | C01 | 19.08.25 |  | C01A | 30.12.25 |  |  |  |  | N | I.F.C | ISO
AS | YARD | SB | CCP-W-B134-PI-140-ST-424-2 | PSV DOWNSTREAM DRAIN | C01 | 19.08.25 |  | C01A | 30.12.25 |  |  |  |  | N | I.F.C | ISO
HW | YARD | SB | CCP-W-B134-PI-140-ST-425-1 | SILENCER DRAIN | C01 | 27.08.25 |  | C01A | 30.12.25 |  |  |  |  | N | I.F.C | ISO
AS | YARD | LB | CCP-W-B134-PI-140-ST-452-1 | AUX. STEAM COMMON HEADER DRIP POT | C01 | 02.05.25 |  | C01A | 31.01.26 | 기존 : T23012-W-B128-PI-140-ST-452(1OF1) |  |  |  | N | I.F.C | ISO
AS | YARD | SB | CCP-W-B134-PI-140-ST-453-1 | AUX. STEAM COMMON HEADER DRIP POT STEAM TRAP LINE | C01 | 19.08.25 |  | C01A | 30.12.25 |  |  |  |  | N | I.F.C | ISO
AS | YARD | SB | CCP-W-B134-PI-140-ST-454-1 | AUX. STEAM COMMON HEADER DRIP POT STEAM TRAP BYPASS | C01 | 19.08.25 |  | C01A | 30.12.25 |  |  |  |  | N | I.F.C | ISO
AS | YARD | SB | CCP-W-B134-PI-140-ST-455-1 | AUX. STEAM COMMON HEADER DRIP POT DRAIN | C01 | 19.08.25 |  | C01A | 30.12.25 |  |  |  |  | N | I.F.C | ISO
AS | YARD | SB | CCP-W-B134-PI-140-ST-456-1 | PCV DOWNSTREAM LINE DRIP POT | C01 | 19.08.25 |  | C01A | 30.12.25 |  |  |  |  | N | I.F.C | ISO
AS | YARD | SB | CCP-W-B134-PI-140-ST-457-1 | PCV DOWNSTREAM LINE STEAM TRAP LINE | C01 | 19.08.25 |  | C01A | 30.12.25 |  |  |  |  | N | I.F.C | ISO
AS | YARD | SB | CCP-W-B134-PI-140-ST-458-1 | PCV DOWNSTREAM LINE STEAM TRAP BYPASS | C01 | 19.08.25 |  | C01A | 30.12.25 |  |  |  |  | N | I.F.C | ISO
AS | YARD | SB | CCP-W-B134-PI-140-ST-459-1 | PCV DOWNSTREAM LINE DRIP POT DRAIN | C01 | 19.08.25 |  | C01A | 30.12.25 |  |  |  |  | N | I.F.C | ISO
AS | YARD | LB | CCP-W-B134-PI-140-ST-460-1 | HEAT EXCHANGER STEAM LINE DRIP POT | C01 | 02.05.25 |  | C01A | 31.01.26 | 기존 : T23012-W-B128-PI-140-ST-460(1OF1) |  |  |  | N | I.F.C | ISO
AS | YARD | SB | CCP-W-B134-PI-140-ST-461-1 | HEAT EXCHANGER STEAM LINE DRIP POT STEAM TRAP LINE | C01 | 19.08.25 |  | C01A | 30.12.25 |  |  |  |  | N | I.F.C | ISO
AS | YARD | SB | CCP-W-B134-PI-140-ST-462-1 | HEAT EXCHANGER STEAM LINE DRIP POT STEAM TRAP BYPASS | C01 | 19.08.25 |  | C01A | 30.12.25 |  |  |  |  | N | I.F.C | ISO
AS | YARD | SB | CCP-W-B134-PI-140-ST-463-1 | HEAT EXCHANGER STEAM LINE DRIP POT DRAIN | C01 | 19.08.25 |  | C01A | 30.12.25 |  |  |  |  | N | I.F.C | ISO
AS | YARD | LB | CCP-W-B134-PI-140-ST-464-1 | HEAT EXCHANGER STEAM LINE DRIP POT | C01 | 02.05.25 |  | C01A | 31.01.26 | 기존 : T23012-W-B128-PI-140-ST-464(1OF1) |  |  |  | N | I.F.C | ISO
AS | YARD | SB | CCP-W-B134-PI-140-ST-465-1 | HEAT EXCHANGER STEAM LINE DRIP POT STEAM TRAP LINE | C01 | 19.08.25 |  | C01A | 30.12.25 |  |  |  |  | N | I.F.C | ISO
AS | YARD | SB | CCP-W-B134-PI-140-ST-467-1 | HEAT EXCHANGER STEAM LINE DRIP POT STEAM TRAP BYPASS | C01 | 19.08.25 |  | C01A | 30.12.25 |  |  |  |  | N | I.F.C | ISO
AS | YARD | SB | CCP-W-B134-PI-140-ST-468-1 | HEAT EXCHANGER STEAM LINE DRIP POT DRAIN | C01 | 19.08.25 |  | C01A | 30.12.25 |  |  |  |  | N | I.F.C | ISO
HW | YARD | SB | CCP-W-B134-PI-140-ST-475-1 | STEAM HEATER DRAIN LINE AFTER EDUCTOR DRAIN | C01 | 27.08.25 |  | C01A | 30.12.25 |  |  |  |  | N | I.F.C | ISO
HW | YARD | SB | CCP-W-B134-PI-140-ST-603-1 | #1 HEAT EXCHANGER SHELL SIDE OUTLET TO GLYCOL ANALYZER | C01 | 27.08.25 |  | C01A | 30.12.25 |  |  |  |  | N | I.F.C | ISO
HW | YARD | SB | CCP-W-B134-PI-140-ST-603-2 | #1 HEAT EXCHANGER SHELL SIDE OUTLET TO GLYCOL ANALYZER | C01 | 27.08.25 |  | C01A | 30.12.25 |  |  |  |  | N | I.F.C | ISO
HW | YARD | SB | CCP-W-B134-PI-140-ST-603-3 | #1 HEAT EXCHANGER SHELL SIDE OUTLET TO GLYCOL ANALYZER | C01 | 27.08.25 |  | C01A | 30.12.25 |  |  |  |  | N | I.F.C | ISO
HW | YARD | SB | CCP-W-B134-PI-140-ST-604-1 | #2 HEAT EXCHANGER SHELL SIDE OUTLET TO GLYCOL ANALYZER | C01 | 27.08.25 |  | C01A | 30.12.25 |  |  |  |  | N | I.F.C | ISO
HW | YARD | SB | CCP-W-B134-PI-140-ST-604-2 | #2 HEAT EXCHANGER SHELL SIDE OUTLET TO GLYCOL ANALYZER | C01 | 27.08.25 |  | C01A | 30.12.25 |  |  |  |  | N | I.F.C | ISO
HW | YARD | SB | CCP-W-B134-PI-140-ST-604-3 | #2 HEAT EXCHANGER SHELL SIDE OUTLET TO GLYCOL ANALYZER | C01 | 27.08.25 |  | C01A | 30.12.25 |  |  |  |  | N | I.F.C | ISO
AS | YARD | LB | CCP-W-B134-PI-140-SV-196-1 | HOT WATER INLET STEAM PCV UPSTREAM PSV DOWNSTREAM | C01 | 02.05.25 | PSV INLET FACE HOLD | C01A | 31.01.26 |  |  |  |  | N | I.F.C | ISO
AS | YARD | LB | CCP-W-B134-PI-140-SV-197-1 | PSV DOWNSTREAM DRIP PAN | C01 | 02.05.25 |  | C01A | 31.01.26 |  |  |  |  | N | I.F.C | ISO
AS | YARD | LB | CCP-W-B134-PI-140-SV-198-1 | DRIP PAN TO SILENCER FOR HOT WATER SYSTEM | C01 | 02.05.25 | SILENCE LOCATION HOLD | C01A | 31.01.26 |  |  |  |  | N | I.F.C | ISO
HW | YARD | LB | CCP-W-B134-PI-140-SV-515-1 | PSV #11 TO VENT | C01 | 02.05.25 | Flange 공급 여부 Hold | C01A | 31.01.26 |  |  |  |  | N | I.F.C | ISO
HW | YARD | LB | CCP-W-B134-PI-140-SV-516-1 | PSV #12 TO VENT | C01 | 02.05.25 | Flange 공급 여부 Hold | C01A | 31.01.26 |  |  |  |  | N | I.F.C | ISO
HW | YARD | SB | CCP-W-B134-PI-140-WD-401-1 | #1 HOT WATER SUPPLY PUMP SUCTION DRAIN | C01 | 27.08.25 |  | C01A | 30.12.25 |  |  |  |  | N | I.F.C | ISO
HW | YARD | SB | CCP-W-B134-PI-140-WD-402-1 | #2 HOT WATER SUPPLY PUMP SUCTION DRAIN | C01 | 27.08.25 |  | C01A | 30.12.25 |  |  |  |  | N | I.F.C | ISO
HW | YARD | SB | CCP-W-B134-PI-140-WD-403-1 | #3 HOT WATER SUPPLY PUMP SUCTION DRAIN | C01 | 27.08.25 |  | C01A | 30.12.25 |  |  |  |  | N | I.F.C | ISO
HW | YARD | SB | CCP-W-B134-PI-140-WD-404-1 | #1 HOT WATER SUPPLY PUMP DISCHARGE DRAIN | C01 | 27.08.25 |  | C01A | 30.12.25 |  |  |  |  | N | I.F.C | ISO
HW | YARD | SB | CCP-W-B134-PI-140-WD-405-1 | #2 HOT WATER SUPPLY PUMP DISCHARGE DRAIN | C01 | 27.08.25 |  | C01A | 30.12.25 |  |  |  |  | N | I.F.C | ISO
HW | YARD | SB | CCP-W-B134-PI-140-WD-406-1 | #3 HOT WATER SUPPLY PUMP DISCHARGE DRAIN | C01 | 27.08.25 |  | C01A | 30.12.25 |  |  |  |  | N | I.F.C | ISO
HW | YARD | SB | CCP-W-B134-PI-140-WD-408-1 | HOT WATER CHEMICAL ADDITIVE TANK DRAIN | C01 | 27.08.25 |  | C01A | 30.12.25 |  |  |  |  | N | I.F.C | ISO
HW | YARD | SB | CCP-W-B134-PI-140-WD-409-1 | HOT WATER CHEMICAL ADDITIVE TANK DRAIN | C01 | 27.08.25 |  | C01A | 30.12.25 |  |  |  |  | N | I.F.C | ISO
HW | YARD | SB | CCP-W-B134-PI-140-WD-411-1 | #2 HEAT EXCHANGER TUBE SIDE DRAIN | C01 | 27.08.25 |  | C01A | 30.12.25 |  |  |  |  | N | I.F.C | ISO
HW | YARD | SB | CCP-W-B134-PI-140-WD-421-1 | PSV-34001 TO DRAIN | C01 | 27.08.25 |  | C01A | 30.12.25 |  |  |  |  | N | I.F.C | ISO
HW | YARD | SB | CCP-W-B134-PI-140-WD-422-1 | PSV-34003 TO DRAIN | C01 | 27.08.25 |  | C01A | 30.12.25 |  |  |  |  | N | I.F.C | ISO
HW | YARD | SB | CCP-W-B134-PI-140-WD-426-1 | #1 HOT WATER SUPPLY PUMP DRAIN | C01 | 27.08.25 |  | C01A | 30.12.25 |  |  |  |  | N | I.F.C | ISO
HW | YARD | SB | CCP-W-B134-PI-140-WD-427-1 | #2 HOT WATER SUPPLY PUMP DRAIN | C01 | 27.08.25 |  | C01A | 30.12.25 |  |  |  |  | N | I.F.C | ISO
HW | YARD | SB | CCP-W-B134-PI-140-WD-428-1 | #3 HOT WATER SUPPLY PUMP DRAIN | C01 | 27.08.25 |  | C01A | 30.12.25 |  |  |  |  | N | I.F.C | ISO
HW | YARD | SB | CCP-W-B134-PI-140-WD-431-1 | PSV-34005 TO DRAIN | C01 | 27.08.25 |  | C01A | 30.12.25 |  |  |  |  | N | I.F.C | ISO
HW | YARD | SB | CCP-W-B134-PI-140-WD-432-1 | HEX TUBE SIDE INLET HEADER DRAIN | C01 | 27.08.25 |  | C01A | 30.12.25 |  |  |  |  | N | I.F.C | ISO
HW | YARD | SB | CCP-W-B134-PI-140-WD-433-1 | EYE WASHER FOR HW ADDITIVE TANK DRAIN | C01 | 27.08.25 |  | C01A | 30.12.25 |  |  |  |  | N | I.F.C | ISO
HW | YARD | SB | CCP-W-B134-PI-140-WD-434-1 | #11 HEAT EXCHANGER TUBE SIDE OUTLET DRAIN | C01 | 27.08.25 |  | C01A | 30.12.25 |  |  |  |  | N | I.F.C | ISO
HW | YARD | SB | CCP-W-B134-PI-140-WD-435-1 | #12 HEAT EXCHANGER TUBE SIDE OUTLET DRAIN | C01 | 27.08.25 |  | C01A | 30.12.25 |  |  |  |  | N | I.F.C | ISO
HW | YARD | SB | CCP-W-B134-PI-140-WD-436-1 | #1 HEAT EXCHANGER SHELL SIDE OUTLET DRAIN | C01 | 27.08.25 |  | C01A | 30.12.25 |  |  |  |  | N | I.F.C | ISO
HW | YARD | SB | CCP-W-B134-PI-140-WD-437-1 | #2 HEAT EXCHANGER SHELL SIDE OUTLET DRAIN | C01 | 27.08.25 |  | C01A | 30.12.25 |  |  |  |  | N | I.F.C | ISO
HW | PB | SB | CCP-W-B134-PI-140-WD-440-1 | HOT WATER HEAD TANK DRAIN (UPPER) | C01 | 27.08.25 |  | C01A | 30.12.25 |  |  |  |  | N | I.F.C | ISO
HW | PB | SB | CCP-W-B134-PI-140-WD-441-1 | HOT WATER HEAD TANK DRAIN HEADER | C01 | 27.08.25 |  | C01A | 30.12.25 |  |  |  |  | N | I.F.C | ISO
HW | PB | SB | CCP-W-B134-PI-140-WD-441-2 | HOT WATER HEAD TANK DRAIN HEADER | C01 | 27.08.25 |  | C01A | 30.12.25 |  |  |  |  | N | I.F.C | ISO
HW | PB | SB | CCP-W-B134-PI-140-WD-442-1 | HOT WATER HEAD TANK DRAIN | C01 | 27.08.25 |  | C01A | 30.12.25 |  |  |  |  | N | I.F.C | ISO
HW | YARD | SB | CCP-W-B134-PI-140-WD-450-1 | #1 HEAT EXCHANGER TUBE SIDE DRAIN | C01 | 27.08.25 |  | C01A | 30.12.25 |  |  |  |  | N | I.F.C | ISO
HW | YARD | SB | CCP-W-B134-PI-140-WD-474-1 | HWR. COMMON LINE DRAIN | C01 | 27.08.25 |  | C01A | 30.12.25 |  |  |  |  | N | I.F.C | ISO
HW | YARD | SB | CCP-W-B134-PI-140-WD-476-1 | HEAT EXCHANGER TUBE SIDE OUTLET COMMON DRAIN | C01 | 27.08.25 |  | C01A | 30.12.25 |  |  |  |  | N | I.F.C | ISO
HW | YARD | SB | CCP-W-B134-PI-140-WD-477-1 | HWS PUMP SUTION HEADER INLET DRAIN | C01 | 27.08.25 |  | C01A | 30.12.25 |  |  |  |  | N | I.F.C | ISO
DW | YARD | SB | CCP-W-B135-PI-140-DW-001-1 | DEMI.WATER DISTRIBUTION SYSTEM TO EDUCTOR FOR QUENCHING | C01 | 14.08.25 |  | C01A | 30.12.25 |  |  |  |  | N | I.F.C | ISO
DW | YARD | SB | CCP-W-B135-PI-140-DW-001-2 | DEMI.WATER DISTRIBUTION SYSTEM TO EDUCTOR FOR QUENCHING | C01 | 14.08.25 |  | C01A | 30.12.25 |  |  |  |  | N | I.F.C | ISO
DW | PB | SB | CCP-W-B135-PI-140-DW-002-1 | DEMI.WATER DISTRIBUTION SYSTEM TO HOT WATER HEAD TANK | C01 | 14.08.25 |  | C01A | 30.12.25 |  |  |  |  | N | I.F.C | ISO
DW | PB | LB | CCP-W-B135-PI-140-DW-005-1 | DEMI WATER SUPPLY HEADER TO CCW INITIAL FILLING(BLOCK #1) | C01 | 18.04.25 | 배관 설치 위치 미확정 | CO1A | 31.01.26 |  | C01B | 06.02.26 |  | N | I.F.C | ISO
DW | PB | SB | CCP-W-B135-PI-140-DW-006-1 | DEMI.WATER SUPPLY TO CCW HEAD TANK MAKE UP(BLOCK #1) | C01 | 14.08.25 |  | C01A | 30.12.25 |  |  |  |  | N | I.F.C | ISO
DW | PB | SB | CCP-W-B135-PI-140-DW-006-2 | DEMI.WATER SUPPLY TO CCW HEAD TANK MAKE UP(BLOCK #1) | C01 | 14.08.25 |  | C01A | 30.12.25 |  |  |  |  | N | I.F.C | ISO
DW | PB | SB | CCP-W-B135-PI-140-DW-006-3 | DEMI.WATER SUPPLY TO CCW HEAD TANK MAKE UP(BLOCK #1) | C01 | 14.08.25 |  | C01A | 30.12.25 |  |  |  |  | N | I.F.C | ISO
DW | PB | LB | CCP-W-B135-PI-140-DW-007-1 | DEMI WATER SUPPLY HEADER TO #11 GT & HRSG AREA | C01 | 18.04.25 | DRAIN ROUTE 미확정 | CO1A | 31.01.26 |  | C01B | 06.02.26 |  | N | I.F.C | ISO
DW | PB | LB | CCP-W-B135-PI-140-DW-007-2 | DEMI WATER SUPPLY HEADER TO #11 GT & HRSG AREA | C01 | 18.04.25 |  | CO1A | 31.01.26 |  | C01B | 06.02.26 |  | N | I.F.C | ISO
DW | PB | LB | CCP-W-B135-PI-140-DW-008-1 | #11 GT & HRSG AREA TO HRSG #11 HP INITIAL FILLING | C01 | 18.04.25 |  | CO1A | 31.01.26 |  |  |  |  | N | I.F.C | ISO
DW | PB | LB | CCP-W-B135-PI-140-DW-009-1 | #11 GT & HRSG AREA TO HP FEEDWATER #11 SYSTEM INITIAL FILLING | C01 | 18.04.25 |  | CO1A | 31.01.26 |  | C01B | 06.02.26 |  | N | I.F.C | ISO
DW | PB | SB | CCP-W-B135-PI-140-DW-010-1 | DEMI.WATER SUPPLY TO #11 GT EVAPORATIVE COOLER | C01 | 14.08.25 |  | C01A | 30.12.25 |  |  |  |  | N | I.F.C | ISO
DW | PB | SB | CCP-W-B135-PI-140-DW-010-2 | DEMI.WATER SUPPLY TO #11 GT EVAPORATIVE COOLER | C01 | 14.08.25 |  | C01A | 30.12.25 |  |  |  |  | N | I.F.C | ISO
DW | PB | SB | CCP-W-B135-PI-140-DW-010-3 | DEMI.WATER SUPPLY TO #11 GT EVAPORATIVE COOLER | C01 | 14.08.25 |  | C01A | 30.12.25 |  |  |  |  | N | I.F.C | ISO
DW | PB | SB | CCP-W-B135-PI-140-DW-010-4 | DEMI.WATER SUPPLY TO #11 GT EVAPORATIVE COOLER | C01 | 14.08.25 |  | C01A | 30.12.25 |  |  |  |  | N | I.F.C | ISO
DW | PB | SB | CCP-W-B135-PI-140-DW-011-1 | DEMI.WATER SUPPLY TO #11 GT COMPRESSOR WATER WASHING SYSTEM | C01 | 14.08.25 |  | C01A | 30.12.25 |  |  |  |  | N | I.F.C | ISO
DW | PB | SB | CCP-W-B135-PI-140-DW-012-1 | DEMI.WATER SUPPLY HEADER TO CHEMICAL DOSING SYSTEM#1 | C01 | 14.08.25 |  | C01A | 30.12.25 |  |  |  |  | N | I.F.C | ISO
DW | PB | LB | CCP-W-B135-PI-140-DW-013-1 | DEMI WATER SUPPLY HEADER TO #12 GT & HRSG AREA | C01 | 18.04.25 | DRAIN ROUTE 미확정 | CO1A | 31.01.26 |  | C01B | 06.02.26 |  | N | I.F.C | ISO
DW | PB | LB | CCP-W-B135-PI-140-DW-013-2 | DEMI WATER SUPPLY HEADER TO #12 GT & HRSG AREA | C01 | 18.04.25 |  | CO1A | 31.01.26 |  | C01B | 06.02.26 |  | N | I.F.C | ISO
DW | PB | LB | CCP-W-B135-PI-140-DW-014-1 | #12 GT & HRSG AREA TO HRSG #12 HP INITIAL FILLING | C01 | 18.04.25 |  | CO1A | 31.01.26 |  |  |  |  | N | I.F.C | ISO
DW | PB | LB | CCP-W-B135-PI-140-DW-015-1 | #12 GT & HRSG AREA TO HP FEEDWATER #12 SYSTEM INITIAL FILLING | C01 | 18.04.25 |  | CO1A | 31.01.26 |  | C01B | 06.02.26 |  | N | I.F.C | ISO
DW | PB | SB | CCP-W-B135-PI-140-DW-016-1 | DEMI.WATER SUPPLY TO #12 GT EVAPORATIVE COOLER | C01 | 14.08.25 |  | C01A | 30.12.25 |  |  |  |  | N | I.F.C | ISO
DW | PB | SB | CCP-W-B135-PI-140-DW-016-2 | DEMI.WATER SUPPLY TO #12 GT EVAPORATIVE COOLER | C01 | 14.08.25 |  | C01A | 30.12.25 |  |  |  |  | N | I.F.C | ISO
DW | PB | SB | CCP-W-B135-PI-140-DW-016-3 | DEMI.WATER SUPPLY TO #12 GT EVAPORATIVE COOLER | C01 | 14.08.25 |  | C01A | 30.12.25 |  |  |  |  | N | I.F.C | ISO
DW | PB | SB | CCP-W-B135-PI-140-DW-016-4 | DEMI.WATER SUPPLY TO #12 GT EVAPORATIVE COOLER | C01 | 14.08.25 |  | C01A | 30.12.25 |  |  |  |  | N | I.F.C | ISO
DW | PB | SB | CCP-W-B135-PI-140-DW-017-1 | DEMI.WATER SUPPLY TO #12 GT COMPRESSOR WATER WASHING SYSTEM | C01 | 14.08.25 |  | C01A | 30.12.25 |  |  |  |  | N | I.F.C | ISO
DW | YARD | LB | CCP-W-B135-PI-140-DW-018-1 | DEMI WATER SUPPLY HEADER TO ACC #1 AREA | C01 | 18.04.25 | DRAIN HOLD | CO1A | 31.01.26 |  | C01B | 06.02.26 |  | N | I.F.C | ISO
DW | YARD | LB | CCP-W-B135-PI-140-DW-019-1 | DEMI WATER SUPPLY TO ACC #1 AREA | C01 | 18.04.25 |  | CO1A | 31.01.26 |  | C01B | 06.02.26 |  | N | I.F.C | ISO
DW | YARD | LB | CCP-W-B135-PI-140-DW-020-1 | CONDENSATE COLLECTION TANK MAKE UP LINE | C01 | 18.04.25 |  | CO1A | 31.01.26 |  | C01B | 06.02.26 |  | N | I.F.C | ISO
DW | YARD | LB | CCP-W-B135-PI-140-DW-021-1 | DEMI WATER SUPPLY TO ACC AREA #1 TO CONDENSATE #1 SYSTEM INITIAL FILLING | C01 | 18.04.25 |  | CO1A | 31.01.26 |  |  |  |  | N | I.F.C | ISO
DW | YARD | SB | CCP-W-B135-PI-140-DW-022-1 | DEMI WATER SUPPLY TO ACC#1 EQUIPMENT AND FOR CLEANING | C01 | 14.08.25 |  | C01A | 30.12.25 |  |  |  |  | N | I.F.C | ISO
DW | YARD | SB | CCP-W-B135-PI-140-DW-022-2 | DEMI WATER SUPPLY TO ACC#1 EQUIPMENT AND FOR CLEANING | C01 | 14.08.25 |  | C01A | 30.12.25 |  |  |  |  | N | I.F.C | ISO
DW | YARD | SB | CCP-W-B135-PI-140-DW-023-1 | DEMI WATER SUPPLY TO LIQUID RING VACUUM PUMP A MAKE UP | C01 | 14.08.25 |  | C01A | 30.12.25 |  |  |  |  | N | I.F.C | ISO
DW | YARD | SB | CCP-W-B135-PI-140-DW-026-1 | DEMI WATER SUPPLY TO ACC AREA #1 TO ACC#1 CLEANING | C01 | 14.08.25 |  | C01A | 30.12.25 |  |  |  |  | N | I.F.C | ISO
DW | PB | LB | CCP-W-B135-PI-140-DW-028-1 | DEMI WATER SUPPLY HEADER TO ACC #1 AREA | C01 | 18.04.25 |  | CO1A | 31.01.26 |  |  |  |  | N | I.F.C | ISO
DW | YARD | SB | CCP-W-B135-PI-140-DW-029-1 | DEMI WATER SUPPLY TO LIQUID RING VACUUM PUMP B MAKE UP | C01 | 14.08.25 |  | C01A | 30.12.25 |  |  |  |  | N | I.F.C | ISO
DW | YARD | SB | CCP-W-B135-PI-140-DW-030-1 | DEMI WATER SUPPLY TO LIQUID RING VACUUM PUMP C MAKE UP | C01 | 14.08.25 |  | C01A | 30.12.25 |  |  |  |  | N | I.F.C | ISO
DW | PB | SB | CCP-W-B135-PI-140-DW-031-1 | DEMI.WATER SUPPLY TO #11 GT FUEL OIL PURGE WATER TANK FILLING | C01 | 14.08.25 |  | C01A | 30.12.25 |  |  |  |  | N | I.F.C | ISO
DW | PB | SB | CCP-W-B135-PI-140-DW-031-2 | DEMI.WATER SUPPLY TO #11 GT FUEL OIL PURGE WATER TANK FILLING | C01 | 14.08.25 |  | C01A | 30.12.25 |  |  |  |  | N | I.F.C | ISO
DW | PB | SB | CCP-W-B135-PI-140-DW-031-3 | DEMI.WATER SUPPLY TO #11 GT FUEL OIL PURGE WATER TANK FILLING | C01 | 14.08.25 |  | C01A | 30.12.25 |  |  |  |  | N | I.F.C | ISO
DW | PB | SB | CCP-W-B135-PI-140-DW-032-1 | DEMI.WATER SUPPLY TO #12 GT FUEL OIL PURGE WATER TANK FILLING | C01 | 14.08.25 |  | C01A | 30.12.25 |  |  |  |  | N | I.F.C | ISO
DW | PB | SB | CCP-W-B135-PI-140-DW-032-2 | DEMI.WATER SUPPLY TO #12 GT FUEL OIL PURGE WATER TANK FILLING | C01 | 14.08.25 |  | C01A | 30.12.25 |  |  |  |  | N | I.F.C | ISO
DW | PB | SB | CCP-W-B135-PI-140-DW-032-3 | DEMI.WATER SUPPLY TO #12 GT FUEL OIL PURGE WATER TANK FILLING | C01 | 14.08.25 |  | C01A | 30.12.25 |  |  |  |  | N | I.F.C | ISO
DW | YARD | SB | CCP-W-B135-PI-140-DW-035-1 | DEMI WATER SUPPLY TO GLYCOL ANALYZER COOLER | C01 | 14.08.25 |  | C01A | 30.12.25 |  |  |  |  | N | I.F.C | ISO
DW | YARD | SB | CCP-W-B135-PI-140-DW-036-1 | DEMI WATER GLYCOL ANALYZER COOLER TO DEMI WATER SUPPLY | C01 | 14.08.25 |  | C01A | 30.12.25 |  |  |  |  | N | I.F.C | ISO
DW | PB | LB | CCP-W-B135-PI-140-DW-041-1 | #11 GT & HRSG AREA TO IP FEEDWATER #11 SYSTEM INITIAL FILLING | C01 | 18.04.25 |  | CO1A | 31.01.26 |  |  |  |  | N | I.F.C | ISO
DW | PB | LB | CCP-W-B135-PI-140-DW-042-1 | #12 GT & HRSG AREA TO IP FEEDWATER #12 SYSTEM INITIAL FILLING | C01 | 18.04.25 |  | CO1A | 31.01.26 |  |  |  |  | N | I.F.C | ISO
DW | PB | LB | CCP-W-B135-PI-140-DW-051-1 | DEMI INITIAL FILLING TO HRSG HP ECONOMIZER FILLING | C01 | 18.04.25 | DRAIN 필요여부 확인요망. | VOID | 31.01.26 | 도면삭제 |  |  |  | N | I.F.C | ISO
DW | PB | LB | CCP-W-B135-PI-140-DW-052-1 | DEMI INITIAL FILLING TO FUEL GAS PERFORMANCE HEATER FILLING | C01 | 18.04.25 |  | VOID | 31.01.26 | 도면삭제 |  |  |  | N | I.F.C | ISO
DW | PB | LB | CCP-W-B135-PI-140-DW-054-1 | DEMI INITIAL FILLING TO HRSG HP ECONOMIZER FILLING | C01 | 18.04.25 | DRAIN 필요여부 확인요망. | VOID | 31.01.26 | 도면삭제 |  |  |  | N | I.F.C | ISO
DW | PB | LB | CCP-W-B135-PI-140-DW-055-1 | DEMI INITIAL FILLING TO FUEL GAS PERFORMANCE HEATER FILLING | C01 | 18.04.25 |  | VOID | 31.01.26 | 도면삭제 |  |  |  | N | I.F.C | ISO
DW | YARD | LB | CCP-W-B135-PI-140-DW-071-1 | COLLECTION TANK MAKE UP BYPASS LINE | C01 | 18.04.25 |  | CO1A | 31.01.26 |  | C01B | 06.02.26 |  | N | I.F.C | ISO
SS | PB | SB | CCP-W-B135-PI-140-DW-601-1 | DEMI WATER SUPPLY(BLOCK #1) TO SAMPLING SYSTEM | C01 | 21.08.25 |  | C01A | 30.12.25 |  |  |  |  | N | I.F.C | ISO
SS | PB | SB | CCP-W-B135-PI-140-DW-601-2 | DEMI WATER SUPPLY(BLOCK #1) TO SAMPLING SYSTEM | C01 | 21.08.25 |  | C01A | 30.12.25 |  |  |  |  | N | I.F.C | ISO
SW | PB | SB | CCP-W-B136-PI-140-UW-046-1 | SW PUMP DISCHARGE RING HEADER BRIDGETO CEP UNIT #1 AREA FLUSHING (INDOOR) | C01 | 13.08.25 |  | C01A | 30.12.25 |  |  |  |  | N | I.F.C | ISO
SW | YARD | SB | CCP-W-B136-PI-140-UW-046-2 | SW PUMP DISCHARGE RING HEADER BRIDGETO CEP UNIT #1 AREA FLUSHING (INDOOR) | C01 | 13.08.25 |  | C01A | 30.12.25 |  |  |  |  | N | I.F.C | ISO
SW | YARD | SB | CCP-W-B136-PI-140-UW-046-3 | SW PUMP DISCHARGE RING HEADER BRIDGETO CEP UNIT #1 AREA FLUSHING (INDOOR) | C01 | 13.08.25 |  | C01A | 30.12.25 |  |  |  |  | N | I.F.C | ISO
SW | YARD | SB | CCP-W-B136-PI-140-UW-046-4 | SW PUMP DISCHARGE RING HEADER BRIDGETO CEP UNIT #1 AREA FLUSHING (INDOOR) | C01 | 13.08.25 |  | C01A | 30.12.25 |  |  |  |  | N | I.F.C | ISO
SW | YARD | SB | CCP-W-B136-PI-140-UW-046-5 | SW PUMP DISCHARGE RING HEADER BRIDGETO CEP UNIT #1 AREA FLUSHING (INDOOR) | C01 | 13.08.25 |  | C01A | 30.12.25 |  |  |  |  | N | I.F.C | ISO
SW | PB | SB | CCP-W-B136-PI-140-UW-047-1 | SW PUMP DISCHARGE RING HEADER BRIDGETO STG UNIT #1 | C01 | 13.08.25 |  | C01A | 30.12.25 |  |  |  |  | N | I.F.C | ISO
SW | PB | SB | CCP-W-B136-PI-140-UW-047-2 | SW PUMP DISCHARGE RING HEADER BRIDGETO STG UNIT #1 | C01 | 13.08.25 |  | C01A | 30.12.25 |  |  |  |  | N | I.F.C | ISO
SW | PB | SB | CCP-W-B136-PI-140-UW-048-1 | SW PUMP DISCHARGE RING HEADER BRIDGETO ATM FLASH TANK SYSTEM | C01 | 13.08.25 |  | C01A | 30.12.25 |  |  |  |  | N | I.F.C | ISO
SW | PB | SB | CCP-W-B136-PI-140-UW-049-1 | STG UNIT #1(INDOOR)TO STG UNIT #1-2 AREA FLUSHING | C01 | 13.08.25 |  | C01A | 30.12.25 |  |  |  |  | N | I.F.C | ISO
SW | PB | SB | CCP-W-B136-PI-140-UW-049-2 | STG UNIT #1(INDOOR)TO STG UNIT #1-2 AREA FLUSHING | C01 | 13.08.25 |  | C01A | 30.12.25 |  |  |  |  | N | I.F.C | ISO
SW | PB | SB | CCP-W-B136-PI-140-UW-050-1 | STG UNIT #1(INDOOR)TO STG UNIT #1-1 AREA FLUSHING | C01 | 13.08.25 |  | C01A | 30.12.25 |  |  |  |  | N | I.F.C | ISO
SW | PB | LB | CCP-W-B136-PI-140-UW-051-1 | SW PUMP DISCHARGE RING HEADER BRIDGE TO HRSG UNIT #12 | C01 | 02.04.25 | DRAIN 위치 미확정 | C01A | 31.01.26 |  |  |  |  | N | I.F.C | ISO
SW | PB | LB | CCP-W-B136-PI-140-UW-051-2 | SW PUMP DISCHARGE RING HEADER BRIDGE TO HRSG UNIT #12 | C01 | 02.04.25 |  | C01A | 31.01.26 |  |  |  |  | N | I.F.C | ISO
SW | PB | SB | CCP-W-B136-PI-140-UW-053-1 | HRSG UNIT #1-2TO HRSG UNIT #1-2-2 AREA FLUSHING | C01 | 13.08.25 |  | C01A | 30.12.25 |  |  |  |  | N | I.F.C | ISO
SW | PB | LB | CCP-W-B136-PI-140-UW-054-1 | HRSG UNIT #12 TO HRSG #12 BLOWDOWN TANK | C01 | 02.04.25 |  | C01A | 31.01.26 |  |  |  |  | N | I.F.C | ISO
SW | PB | SB | CCP-W-B136-PI-140-UW-055-1 | HRSG UNIT #1-2TO HRSG UNIT #1-2-1 AREA FLUSHING | C01 | 13.08.25 |  | C01A | 30.12.25 |  |  |  |  | N | I.F.C | ISO
SW | PB | SB | CCP-W-B136-PI-140-UW-056-1 | HRSG UNIT #1-2TO GTG UNIT #1-2 AREA FLUSHING | C01 | 13.08.25 |  | C01A | 30.12.25 |  |  |  |  | N | I.F.C | ISO
SW | PB | SB | CCP-W-B136-PI-140-UW-056-2 | HRSG UNIT #1-2TO GTG UNIT #1-2 AREA FLUSHING | C01 | 13.08.25 |  | C01A | 30.12.25 |  |  |  |  | N | I.F.C | ISO
SW | PB | SB | CCP-W-B136-PI-140-UW-056-3 | HRSG UNIT #1-2TO GTG UNIT #1-2 AREA FLUSHING | C01 | 13.08.25 |  | C01A | 30.12.25 |  |  |  |  | N | I.F.C | ISO
SW | PB | LB | CCP-W-B136-PI-140-UW-057-1 | SW PUMP DISCHARGE RING HEADER BRIDGE TO HRSG UNIT #11 | C01 | 02.04.25 | DRAIN 위치 미확정 | C01A | 31.01.26 |  |  |  |  | N | I.F.C | ISO
SW | PB | LB | CCP-W-B136-PI-140-UW-057-2 | SW PUMP DISCHARGE RING HEADER BRIDGE TO HRSG UNIT #11 | C01 | 02.04.25 |  | C01A | 31.01.26 |  |  |  |  | N | I.F.C | ISO
SW | PB | SB | CCP-W-B136-PI-140-UW-059-1 | HRSG UNIT #1-1TO CHEMICAL DOSING SYSTEM FOR BLOCK #1 | C01 | 13.08.25 |  | C01A | 30.12.25 |  |  |  |  | N | I.F.C | ISO
SW | PB | SB | CCP-W-B136-PI-140-UW-060-1 | HRSG UNIT #1-1TO HRSG UNIT #1-1-2 AREA FLUSHING | C01 | 13.08.25 |  | C01A | 30.12.25 |  |  |  |  | N | I.F.C | ISO
SW | PB | LB | CCP-W-B136-PI-140-UW-061-1 | HRSG UNIT #11 TO HRSG #11 BLOWDOWN TANK | C01 | 02.04.25 |  | C01A | 31.01.26 |  |  |  |  | N | I.F.C | ISO
SW | PB | SB | CCP-W-B136-PI-140-UW-062-1 | HRSG UNIT #1-1TO HRSG UNIT #1-1-1 AREA FLUSHING | C01 | 13.08.25 |  | C01A | 30.12.25 |  |  |  |  | N | I.F.C | ISO
SW | PB | SB | CCP-W-B136-PI-140-UW-063-1 | HRSG UNIT #1-1TO GTG UNIT #1-1 AREA FLUSHING | C01 | 13.08.25 |  | C01A | 30.12.25 |  |  |  |  | N | I.F.C | ISO
SW | PB | SB | CCP-W-B136-PI-140-UW-063-2 | HRSG UNIT #1-1TO GTG UNIT #1-1 AREA FLUSHING | C01 | 13.08.25 |  | C01A | 30.12.25 |  |  |  |  | N | I.F.C | ISO
SW | PB | SB | CCP-W-B136-PI-140-UW-063-3 | HRSG UNIT #1-1TO GTG UNIT #1-1 AREA FLUSHING | C01 | 13.08.25 |  | C01A | 30.12.25 |  |  |  |  | N | I.F.C | ISO
SW | YARD | SB | CCP-W-B136-PI-140-UW-066-1 | SW PUMP DISCHARGE RING HEADERTO FIN-FAN COOLER #1 | C01 | 13.08.25 |  | C01A | 30.12.25 |  |  |  |  | N | I.F.C | ISO
SW | PB | SB | CCP-W-B136-PI-140-UW-432-1 | SW HRSG UNIT #1-1 DRAIN | C01 | 13.08.25 |  | C01A | 30.12.25 |  |  |  |  | N | I.F.C | ISO
SW | PB | SB | CCP-W-B136-PI-140-UW-433-1 | SW HRSG UNIT #1-2 DRAIN | C01 | 13.08.25 |  | C01A | 30.12.25 |  |  |  |  | N | I.F.C | ISO
SW | PB | SB | CCP-W-B136-PI-140-UW-513-1 | SW HRSG UNIT #1-1 VENT | C01 | 13.08.25 |  | C01A | 30.12.25 |  |  |  |  | N | I.F.C | ISO
SW | PB | SB | CCP-W-B136-PI-140-UW-514-1 | SW HRSG UNIT #1-2 VENT | C01 | 13.08.25 |  | C01A | 30.12.25 |  |  |  |  | N | I.F.C | ISO
SW | PB | SB | CCP-W-B136-PI-140-UW-518-1 | SW STG UNIT #1 VENT | C01 | 13.08.25 |  | C01A | 30.12.25 |  |  |  |  | N | I.F.C | ISO
SW | PB | SB | CCP-W-B136-PI-140-UW-520-1 | CHEMICAL DOSING SYSTEM FOR BLOCK #1 VENT | C01 | 13.08.25 |  | C01A | 30.12.25 |  |  |  |  | N | I.F.C | ISO
PW | PB | SB | CCP-W-B137-PI-140-PW-033-1 | MAIN BUILDING COMMON TO GTG UNIT #1-1 | C01 | 12.08.25 |  | C01A | 30.12.25 |  |  |  |  | N | I.F.C | ISO
PW | PB | SB | CCP-W-B137-PI-140-PW-033-2 | MAIN BUILDING COMMON TO GTG UNIT #1-1 | C01 | 12.08.25 |  | C01A | 30.12.25 |  |  |  |  | N | I.F.C | ISO
PW | PB | SB | CCP-W-B137-PI-140-PW-033-3 | MAIN BUILDING COMMON TO GTG UNIT #1-1 | C01 | 12.08.25 |  | C01A | 30.12.25 |  |  |  |  | N | I.F.C | ISO
PW | PB | SB | CCP-W-B137-PI-140-PW-034-1 | MAIN BUILDING COMMON TO GTG UNIT #1-2 | C01 | 12.08.25 |  | C01A | 30.12.25 |  |  |  |  | N | I.F.C | ISO
PW | PB | SB | CCP-W-B137-PI-140-PW-034-2 | MAIN BUILDING COMMON TO GTG UNIT #1-2 | C01 | 12.08.25 |  | C01A | 30.12.25 |  |  |  |  | N | I.F.C | ISO
PW | PB | SB | CCP-W-B137-PI-140-PW-034-3 | MAIN BUILDING COMMON TO GTG UNIT #1-2 | C01 | 12.08.25 |  | C01A | 30.12.25 |  |  |  |  | N | I.F.C | ISO
PW | PB | SB | CCP-W-B137-PI-140-PW-043-1 | MAIN BUILDING (OUTDOOR) TO MAIN BUILDING (INDOOR) | C01 | 12.08.25 |  | C01A | 30.12.25 |  |  |  |  | N | I.F.C | ISO
PW | PB | SB | CCP-W-B137-PI-140-PW-044-1 | MAIN BUILDING (INDOOR) TO CHEMICAL DOSING SYSTEM FOR BLOCK #1 | C01 | 12.08.25 |  | C01A | 30.12.25 |  |  |  |  | N | I.F.C | ISO
PW | PB | SB | CCP-W-B137-PI-140-PW-044-2 | MAIN BUILDING (INDOOR) TO CHEMICAL DOSING SYSTEM FOR BLOCK #1 | C01 | 12.08.25 |  | C01A | 30.12.25 |  |  |  |  | N | I.F.C | ISO
PW | PB | SB | CCP-W-B137-PI-140-PW-425-1 | SAFETY SHOWER GTG UNIT # 1-2 DRAIN | C01 | 12.08.25 |  | C01A | 30.12.25 |  |  |  |  | N | I.F.C | ISO
PW | PB | SB | CCP-W-B137-PI-140-PW-426-1 | SAFETY SHOWER GTG UNIT # 1-1 DRAIN | C01 | 12.08.25 |  | C01A | 30.12.25 |  |  |  |  | N | I.F.C | ISO
PW | PB | SB | CCP-W-B137-PI-140-PW-511-1 | SAFETY SHOWER GTG UNIT # 1-2 VENT | C01 | 12.08.25 |  | C01A | 30.12.25 |  |  |  |  | N | I.F.C | ISO
PW | PB | SB | CCP-W-B137-PI-140-PW-512-1 | SAFETY SHOWER GTG UNIT # 1-1 VENT | C01 | 12.08.25 |  | C01A | 30.12.25 |  |  |  |  | N | I.F.C | ISO
PW | PB | SB | CCP-W-B137-PI-140-PW-513-1 | SAFETY SHOWER CHEMICAL DOSING SYSTEM VENT | C01 | 12.08.25 |  | C01A | 30.12.25 |  |  |  |  | N | I.F.C | ISO
IA | YARD | SB | CCP-W-B140-PI-140-IA-001-1 | BLOCK 1 PRDS/BYPSS HEADER TO BLOCK 1 LP BYPASS/AUX. STEAM PRDS HEADER | C01 | 03.09.25 |  | C01A | 30.12.25 |  |  |  |  | N | I.F.C | ISO
IA | YARD | SB | CCP-W-B140-PI-140-IA-002-1 | BLOCK 1 LP BYPASS / AUX. STEAM PRDS HEADER TO LP STEAM BYPASS #1 PCV | C01 | 03.09.25 |  | C01A | 30.12.25 |  |  |  |  | N | I.F.C | ISO
IA | YARD | SB | CCP-W-B140-PI-140-IA-003-1 | BLOCK 1 LP BYPASS / AUX. STEAM PRDS HEADER TO LP STEAM BYPASS #1 TCV | C01 | 03.09.25 |  | C01A | 30.12.25 |  |  |  |  | N | I.F.C | ISO
IA | YARD | SB | CCP-W-B140-PI-140-IA-004-1 | BLOCK 1 LP BYPASS / AUX. STEAM PRDS HEADER TO LP BYPASS STEAM STOP VALVE #1 | C01 | 03.09.25 |  | C01A | 30.12.25 |  |  |  |  | N | I.F.C | ISO
IA | PB | LB | CCP-W-B140-PI-140-IA-005-1 | INSTRUMENT AIR RINGMAIN TO BLOCK #1 PRDS / BYPASS HEADER | C01 | 11.04.25 |  | C01A | 31.01.26 |  |  |  |  | N | I.F.C | ISO
IA | YARD | LB | CCP-W-B140-PI-140-IA-005-2 | INSTRUMENT AIR RINGMAIN TO BLOCK #1 PRDS / BYPASS HEADER | C01 | 11.04.25 |  | C01A | 16.01.26 |  | C01B | 31.01.26 |  | N | I.F.C | ISO
IA | YARD | SB | CCP-W-B140-PI-140-IA-006-1 | BLOCK 1 LP BYPASS / AUX. STEAM PRDS HEADER TO LP STEAM BYPASS #2 PCV | C01 | 03.09.25 |  | C01A | 30.12.25 |  |  |  |  | N | I.F.C | ISO
IA | YARD | SB | CCP-W-B140-PI-140-IA-007-1 | BLOCK 1 LP BYPASS / AUX. STEAM PRDS HEADER TO LP STEAM BYPASS #2 TCV | C01 | 03.09.25 |  | C01A | 30.12.25 |  |  |  |  | N | I.F.C | ISO
IA | YARD | SB | CCP-W-B140-PI-140-IA-008-1 | BLOCK 1 LP BYPASS / AUX. STEAM PRDS HEADER TO LP BYPASS STEAM STOP VALVE #2 | C01 | 03.09.25 |  | C01A | 30.12.25 |  |  |  |  | N | I.F.C | ISO
IA | PB | SB | CCP-W-B140-PI-140-IA-010-1 | LP BYPASS / AUX. STEAM PRDS HEADER #1 | C01 | 03.09.25 |  | C01A | 30.12.25 |  |  |  |  | N | I.F.C | ISO
IA | PB | SB | CCP-W-B140-PI-140-IA-011-1 | LP BYPASS / AUX. STEAM PRDS HEADER #1 | C01 | 03.09.25 |  | C01A | 30.12.25 |  |  |  |  | N | I.F.C | ISO
IA | PB | SB | CCP-W-B140-PI-140-IA-012-1 | LP BYPASS / AUX. STEAM PRDS HEADER #1 | C01 | 03.09.25 |  | C01A | 30.12.25 |  |  |  |  | N | I.F.C | ISO
IA | PB | SB | CCP-W-B140-PI-140-IA-013-1 | LP BYPASS / AUX. STEAM PRDS HEADER #1 | C01 | 03.09.25 |  | C01A | 30.12.25 |  |  |  |  | N | I.F.C | ISO
IA | YARD | SB | CCP-W-B140-PI-140-IA-014-1 | BLOCK 1 PRDS/BYPSS HEADER TO BLOCK 1 HP BYPASS HEADER | C01 | 03.09.25 |  | C01A | 30.12.25 |  |  |  |  | N | I.F.C | ISO
IA | YARD | SB | CCP-W-B140-PI-140-IA-015-1 | BLOCK 1 HP BYPASS HEADER TO HP BYPASS STEAM STOP VALVE #1 | C01 | 03.09.25 |  | C01A | 30.12.25 |  |  |  |  | N | I.F.C | ISO
IA | YARD | SB | CCP-W-B140-PI-140-IA-017-1 | BLOCK 1 HP BYPASS HEADER TO HP STEAM BYPASS #1 PCV | C01 | 03.09.25 |  | C01A | 30.12.25 |  |  |  |  | N | I.F.C | ISO
IA | YARD | SB | CCP-W-B140-PI-140-IA-018-1 | BLOCK 1 HP BYPASS HEADER TO HP STEAM BYPASS #1 TCV | C01 | 03.09.25 |  | C01A | 30.12.25 |  |  |  |  | N | I.F.C | ISO
IA | YARD | SB | CCP-W-B140-PI-140-IA-019-1 | BLOCK 1 HP BYPASS HEADER TO HP WARMUP LINE SHUTOFF VALVE #1 TV | C01 | 03.09.25 |  | C01A | 30.12.25 |  |  |  |  | N | I.F.C | ISO
IA | YARD | SB | CCP-W-B140-PI-140-IA-020-1 | BLOCK 1 HP BYPASS HEADER TO HP BYPASS STEAM STOP VALVE #2 | C01 | 03.09.25 |  | C01A | 30.12.25 |  |  |  |  | N | I.F.C | ISO
IA | YARD | SB | CCP-W-B140-PI-140-IA-022-1 | BLOCK 1 HP BYPASS HEADER TO HP STEAM BYPASS #2 PCV | C01 | 03.09.25 |  | C01A | 30.12.25 |  |  |  |  | N | I.F.C | ISO
IA | YARD | SB | CCP-W-B140-PI-140-IA-023-1 | BLOCK 1 HP BYPASS HEADER TO HP STEAM BYPASS #2 TCV | C01 | 03.09.25 |  | C01A | 30.12.25 |  |  |  |  | N | I.F.C | ISO
IA | YARD | SB | CCP-W-B140-PI-140-IA-024-1 | BLOCK 1 HP BYPASS HEADER TO HP WARMUP LINE SHUTOFF VALVE #2 TV | C01 | 03.09.25 |  | C01A | 30.12.25 |  |  |  |  | N | I.F.C | ISO
IA | PB | SB | CCP-W-B140-PI-140-IA-025-1 | INSTRUMENT AIR RINGMAIN | C01 | 03.09.25 |  | C01A | 30.12.25 |  |  |  |  | N | I.F.C | ISO
IA | PB | SB | CCP-W-B140-PI-140-IA-025-2 | INSTRUMENT AIR RINGMAIN | C01 | 03.09.25 |  | C01A | 30.12.25 |  |  |  |  | N | I.F.C | ISO
IA | PB | SB | CCP-W-B140-PI-140-IA-026-1 | GT & HRSG AREA HEADER #11 | C01 | 03.09.25 |  | C01A | 30.12.25 |  |  |  |  | N | I.F.C | ISO
IA | PB | SB | CCP-W-B140-PI-140-IA-026-2 | GT & HRSG AREA HEADER #11 | C01 | 03.09.25 |  | C01A | 30.12.25 |  |  |  |  | N | I.F.C | ISO
IA | PB | SB | CCP-W-B140-PI-140-IA-027-1 | GT & HRSG AREA HEADER #11 | C01 | 03.09.25 |  | C01A | 30.12.25 |  |  |  |  | N | I.F.C | ISO
IA | PB | SB | CCP-W-B140-PI-140-IA-028-1 | GT & HRSG AREA HEADER #11 | C01 | 03.09.25 |  | C01A | 30.12.25 |  |  |  |  | N | I.F.C | ISO
IA | PB | LB | CCP-W-B140-PI-140-IA-029-1 | INSTRUMENT AIR RINGMAIN TO BLOCK #11 GT&HRSG AREA BRANCH | C01 | 11.04.25 |  | C01A | 16.01.26 |  |  |  |  | N | I.F.C | ISO
IA | PB | LB | CCP-W-B140-PI-140-IA-029-2 | INSTRUMENT AIR RINGMAIN TO BLOCK #11 GT&HRSG AREA BRANCH | C01 | 11.04.25 |  | C01A | 16.01.26 |  | C01B | 31.01.26 |  | N | I.F.C | ISO
IA | PB | LB | CCP-W-B140-PI-140-IA-029-3 | INSTRUMENT AIR RINGMAIN TO BLOCK #11 GT&HRSG AREA BRANCH | C01 | 11.04.25 |  | C01A | 16.01.26 |  | C01B | 31.01.26 |  | N | I.F.C | ISO
IA | PB | SB | CCP-W-B140-PI-140-IA-034-1 | GT & HRSG AREA HEADER #12 | C01 | 03.09.25 |  | C01A | 30.12.25 |  |  |  |  | N | I.F.C | ISO
IA | PB | SB | CCP-W-B140-PI-140-IA-034-2 | GT & HRSG AREA HEADER #12 | C01 | 03.09.25 |  | C01A | 30.12.25 |  |  |  |  | N | I.F.C | ISO
IA | PB | SB | CCP-W-B140-PI-140-IA-035-1 | GT & HRSG AREA HEADER #12 | C01 | 03.09.25 |  | C01A | 30.12.25 |  |  |  |  | N | I.F.C | ISO
IA | PB | SB | CCP-W-B140-PI-140-IA-036-1 | GT & HRSG AREA HEADER #12 | C01 | 03.09.25 |  | C01A | 30.12.25 |  |  |  |  | N | I.F.C | ISO
IA | PB | LB | CCP-W-B140-PI-140-IA-037-1 | INSTRUMENT AIR RINGMAIN TO BLOCK #12 GT&HRSG AREA BRANCH | C01 | 11.04.25 |  | C01A | 16.01.26 |  |  |  |  | N | I.F.C | ISO
IA | PB | LB | CCP-W-B140-PI-140-IA-037-2 | INSTRUMENT AIR RINGMAIN TO BLOCK #12 GT&HRSG AREA BRANCH | C01 | 11.04.25 |  | C01A | 16.01.26 |  | C01B | 31.01.26 |  | N | I.F.C | ISO
IA | PB | LB | CCP-W-B140-PI-140-IA-037-3 | INSTRUMENT AIR RINGMAIN TO BLOCK #12 GT&HRSG AREA BRANCH | C01 | 11.04.25 |  | C01A | 16.01.26 |  | C01B | 31.01.26 |  | N | I.F.C | ISO
IA | PB | SB | CCP-W-B140-PI-140-IA-043-1 | GT & HRSG AREA HEADER #11 | C01 | 03.09.25 |  | C01A | 30.12.25 |  |  |  |  | N | I.F.C | ISO
IA | PB | SB | CCP-W-B140-PI-140-IA-044-1 | GT & HRSG AREA HEADER #11 | C01 | 03.09.25 |  | C01A | 30.12.25 |  |  |  |  | N | I.F.C | ISO
IA | YARD | SB | CCP-W-B140-PI-140-IA-045-1 | INSTRUMENT AIR RINGMAIN TO BLOCK #1 GT #1 IPB | C01 | 03.09.25 |  | C01A | 30.12.25 |  |  |  |  | N | I.F.C | ISO
IA | PB | SB | CCP-W-B140-PI-140-IA-045-2 | INSTRUMENT AIR RINGMAIN | C01 | 03.09.25 |  | C01A | 30.12.25 |  |  |  |  | N | I.F.C | ISO
IA | PB | SB | CCP-W-B140-PI-140-IA-047-1 | GT & HRSG AREA HEADER #12 | C01 | 03.09.25 |  | C01A | 30.12.25 |  |  |  |  | N | I.F.C | ISO
IA | PB | SB | CCP-W-B140-PI-140-IA-048-1 | GT & HRSG AREA HEADER #12 | C01 | 03.09.25 |  | C01A | 30.12.25 |  |  |  |  | N | I.F.C | ISO
IA | YARD | SB | CCP-W-B140-PI-140-IA-049-1 | INSTRUMENT AIR RINGMAIN TO BLOCK #1 GT #2 IPB | C01 | 03.09.25 |  | C01A | 30.12.25 |  |  |  |  | N | I.F.C | ISO
IA | PB | SB | CCP-W-B140-PI-140-IA-049-2 | INSTRUMENT AIR RINGMAIN | C01 | 03.09.25 |  | C01A | 30.12.25 |  |  |  |  | N | I.F.C | ISO
IA | PB | SB | CCP-W-B140-PI-140-IA-051-1 | GT & HRSG AREA HEADER #11 | C01 | 03.09.25 |  | C01A | 30.12.25 |  |  |  |  | N | I.F.C | ISO
IA | PB | SB | CCP-W-B140-PI-140-IA-052-1 | GT & HRSG AREA HEADER #11 | C01 | 03.09.25 |  | C01A | 30.12.25 |  |  |  |  | N | I.F.C | ISO
IA | PB | SB | CCP-W-B140-PI-140-IA-053-1 | GT & HRSG AREA HEADER #11 | C01 | 03.09.25 |  | C01A | 30.12.25 |  |  |  |  | N | I.F.C | ISO
IA | PB | SB | CCP-W-B140-PI-140-IA-054-1 | GT & HRSG AREA HEADER #11 | C01 | 03.09.25 |  | C01A | 30.12.25 |  |  |  |  | N | I.F.C | ISO
IA | PB | SB | CCP-W-B140-PI-140-IA-055-1 | GT & HRSG AREA HEADER #11 | C01 | 03.09.25 |  | C01A | 30.12.25 |  |  |  |  | N | I.F.C | ISO
IA | PB | SB | CCP-W-B140-PI-140-IA-057-1 | GT & HRSG AREA HEADER #12 | C01 | 03.09.25 |  | C01A | 30.12.25 |  |  |  |  | N | I.F.C | ISO
IA | PB | SB | CCP-W-B140-PI-140-IA-058-1 | GT & HRSG AREA HEADER #12 | C01 | 03.09.25 |  | C01A | 30.12.25 |  |  |  |  | N | I.F.C | ISO
IA | PB | SB | CCP-W-B140-PI-140-IA-059-1 | GT & HRSG AREA HEADER #12 | C01 | 03.09.25 |  | C01A | 30.12.25 |  |  |  |  | N | I.F.C | ISO
IA | PB | SB | CCP-W-B140-PI-140-IA-060-1 | GT & HRSG AREA HEADER #12 | C01 | 03.09.25 |  | C01A | 30.12.25 |  |  |  |  | N | I.F.C | ISO
IA | PB | SB | CCP-W-B140-PI-140-IA-061-1 | GT & HRSG AREA HEADER #12 | C01 | 03.09.25 |  | C01A | 30.12.25 |  |  |  |  | N | I.F.C | ISO
IA | PB | SB | CCP-W-B140-PI-140-IA-062-1 | INSTRUMENT AIR RINGMAIN | C01 | 03.09.25 |  | C01A | 30.12.25 |  |  |  |  | N | I.F.C | ISO
IA | PB | SB | CCP-W-B140-PI-140-IA-063-1 | INSTRUMENT AIR STG #1 BRANCH | C01 | 03.09.25 |  | C01A | 30.12.25 |  |  |  |  | N | I.F.C | ISO
IA | PB | SB | CCP-W-B140-PI-140-IA-064-1 | INSTRUMENT AIR STG #1 BRANCH | C01 | 03.09.25 |  | C01A | 30.12.25 |  |  |  |  | N | I.F.C | ISO
IA | PB | SB | CCP-W-B140-PI-140-IA-065-1 | INSTRUMENT AIR STG #1 BRANCH | C01 | 03.09.25 |  | C01A | 30.12.25 |  |  |  |  | N | I.F.C | ISO
IA | PB | SB | CCP-W-B140-PI-140-IA-066-1 | INSTRUMENT AIR CEP & ACC #1 AREA BRANCH | C01 | 03.09.25 |  | C01A | 30.12.25 |  |  |  |  | N | I.F.C | ISO
IA | YARD | SB | CCP-W-B140-PI-140-IA-067-1 | INSTRUMENT AIR CEP & ACC #1 AREA BRANCH TO ACC CONDENSATE COLLECTION TANK LCV | C01 | 03.09.25 |  | C01A | 30.12.25 |  |  |  |  | N | I.F.C | ISO
IA | YARD | SB | CCP-W-B140-PI-140-IA-067-2 | INSTRUMENT AIR CEP & ACC #1 AREA BRANCH TO ACC CONDENSATE COLLECTION TANK LCV | C01 | 03.09.25 |  | C01A | 30.12.25 |  |  |  |  | N | I.F.C | ISO
IA | YARD | SB | CCP-W-B140-PI-140-IA-067-3 | INSTRUMENT AIR CEP & ACC #1 AREA BRANCH TO ACC CONDENSATE COLLECTION TANK LCV | C01 | 03.09.25 |  | C01A | 30.12.25 |  |  |  |  | N | I.F.C | ISO
IA | YARD | SB | CCP-W-B140-PI-140-IA-067-4 | INSTRUMENT AIR CEP & ACC #1 AREA BRANCH TO ACC CONDENSATE COLLECTION TANK LCV | C01 | 03.09.25 |  | C01A | 30.12.25 |  |  |  |  | N | I.F.C | ISO
IA | YARD | SB | CCP-W-B140-PI-140-IA-067-5 | INSTRUMENT AIR CEP & ACC #1 AREA BRANCH TO ACC CONDENSATE COLLECTION TANK LCV | C01 | 03.09.25 |  | C01A | 30.12.25 |  |  |  |  | N | I.F.C | ISO
IA | YARD | SB | CCP-W-B140-PI-140-IA-068-1 | HOT WATER BLDG BRANCH TO BLOCK1 HOT WATER HEATER TCV | C01 | 03.09.25 |  | C01A | 30.12.25 |  |  |  |  | N | I.F.C | ISO
IA | YARD | SB | CCP-W-B140-PI-140-IA-069-1 | HOT WATER BLDG BRANCH TO BLOCK1 HOT WATER HEATER LCV | C01 | 03.09.25 |  | C01A | 30.12.25 |  |  |  |  | N | I.F.C | ISO
IA | YARD | SB | CCP-W-B140-PI-140-IA-070-1 | HOT WATER BLDG BRANCH TO BLOCK1 AUX STEAM TO HOT WATER HEATER CV | C01 | 03.09.25 |  | C01A | 30.12.25 |  |  |  |  | N | I.F.C | ISO
IA | PB | SB | CCP-W-B140-PI-140-IA-071-1 | INSTRUMENT AIR RINGMAIN | C01 | 03.09.25 |  | C01A | 30.12.25 |  |  |  |  | N | I.F.C | ISO
IA | PB | SB | CCP-W-B140-PI-140-IA-071-2 | INSTRUMENT AIR RINGMAIN | C01 | 03.09.25 |  | C01A | 30.12.25 |  |  |  |  | N | I.F.C | ISO
IA | PB | SB | CCP-W-B140-PI-140-IA-075-1 | GT & HRSG AREA HEADER #11 | C01 | 03.09.25 |  | C01A | 30.12.25 |  |  |  |  | N | I.F.C | ISO
IA | PB | SB | CCP-W-B140-PI-140-IA-075-2 | GT & HRSG AREA HEADER #11 | C01 | 03.09.25 |  | C01A | 30.12.25 |  |  |  |  | N | I.F.C | ISO
IA | PB | SB | CCP-W-B140-PI-140-IA-075-3 | GT & HRSG AREA HEADER #11 | C01 | 03.09.25 |  | C01A | 30.12.25 |  |  |  |  | N | I.F.C | ISO
IA | PB | SB | CCP-W-B140-PI-140-IA-076-1 | GT & HRSG AREA HEADER #12 | C01 | 03.09.25 |  | C01A | 30.12.25 |  |  |  |  | N | I.F.C | ISO
IA | PB | SB | CCP-W-B140-PI-140-IA-076-2 | GT & HRSG AREA HEADER #12 | C01 | 03.09.25 |  | C01A | 30.12.25 |  |  |  |  | N | I.F.C | ISO
IA | PB | SB | CCP-W-B140-PI-140-IA-076-3 | GT & HRSG AREA HEADER #12 | C01 | 03.09.25 |  | C01A | 30.12.25 |  |  |  |  | N | I.F.C | ISO
IA | PB | SB | CCP-W-B140-PI-140-IA-077-1 | INSTRUMENT AIR RINGMAIN | C01 | 03.09.25 |  | C01A | 30.12.25 |  |  |  |  | N | I.F.C | ISO
IA | YARD | SB | CCP-W-B140-PI-140-IA-081-1 | BLOCK 1 PRDS/BYPSS HEADER TO BLOCK 1 HP BYPASS HEADER | C01 | 03.09.25 |  | C01A | 30.12.25 |  |  |  |  | N | I.F.C | ISO
IA | YARD | SB | CCP-W-B140-PI-140-IA-082-1 | BLOCK 1 PRDS/BYPSS HEADER TO BLOCK 1 LP BYPASS/AUX. STEAM PRDS HEADER | C01 | 03.09.25 |  | C01A | 30.12.25 |  |  |  |  | N | I.F.C | ISO
IA | PB | SB | CCP-W-B140-PI-140-IA-177-1 | GT FGH AREA HERDER #11 | C01 | 03.09.25 |  | C01A | 30.12.25 |  |  |  |  | N | I.F.C | ISO
IA | PB | SB | CCP-W-B140-PI-140-IA-178-1 | GT FGH AREA HERDER #12 | C01 | 03.09.25 |  | C01A | 30.12.25 |  |  |  |  | N | I.F.C | ISO
IA | YARD | SB | CCP-W-B140-PI-140-IA-431-1 | IA BLOCK #1 PRDS / BYPASS HEADER DRAIN | C01 | 03.09.25 |  | C01A | 30.12.25 |  |  |  |  | N | I.F.C | ISO
IA | YARD | SB | CCP-W-B140-PI-140-IA-432-1 | IA BLOCK #1 PRDS / BYPASS HEADER DRAIN | C01 | 03.09.25 |  | C01A | 30.12.25 |  |  |  |  | N | I.F.C | ISO
IA | YARD | SB | CCP-W-B140-PI-140-IA-433-1 | IA BLOCK #1 PRDS/BYPASS HEADER DRAIN BYPASS | C01 | 03.09.25 |  | C01A | 30.12.25 |  |  |  |  | N | I.F.C | ISO
IA | YARD | SB | CCP-W-B140-PI-140-IA-434-1 | IA CEP & ACC #1 AREA BRANCH DRAIN | C01 | 03.09.25 |  | C01A | 30.12.25 |  |  |  |  | N | I.F.C | ISO
IA | YARD | SB | CCP-W-B140-PI-140-IA-435-1 | IA CEP & ACC #1 AREA BRANCH DRAIN | C01 | 03.09.25 |  | C01A | 30.12.25 |  |  |  |  | N | I.F.C | ISO
IA | YARD | SB | CCP-W-B140-PI-140-IA-436-1 | IA CEP & ACC #1 AREA BRANCH DRAIN BYPASS | C01 | 03.09.25 |  | C01A | 30.12.25 |  |  |  |  | N | I.F.C | ISO
IA | PB | SB | CCP-W-B140-PI-140-IA-437-1 | ST IPB #1 DISTRIBUTION LINE DRAIN | C01 | 03.09.25 |  | C01A | 30.12.25 |  |  |  |  | N | I.F.C | ISO
IA | PB | SB | CCP-W-B140-PI-140-IA-438-1 | ST IPB #1 DISTRIBUTION LINE DRAIN | C01 | 03.09.25 |  | C01A | 30.12.25 |  |  |  |  | N | I.F.C | ISO
IA | PB | SB | CCP-W-B140-PI-140-IA-439-1 | ST IPB #1 DISTRIBUTION LINE BYPASS | C01 | 03.09.25 |  | C01A | 30.12.25 |  |  |  |  | N | I.F.C | ISO
IA | PB | SB | CCP-W-B140-PI-140-IA-440-1 | GT & HRSG #11 AREA HEADER DRAIN | C01 | 03.09.25 |  | C01A | 30.12.25 |  |  |  |  | N | I.F.C | ISO
IA | PB | SB | CCP-W-B140-PI-140-IA-441-1 | GT & HRSG #11 AREA HEADER DRAIN | C01 | 03.09.25 |  | C01A | 30.12.25 |  |  |  |  | N | I.F.C | ISO
IA | PB | SB | CCP-W-B140-PI-140-IA-442-1 | GT & HRSG #11 AREA HEADER DRAIN BYPASS | C01 | 03.09.25 |  | C01A | 30.12.25 |  |  |  |  | N | I.F.C | ISO
IA | PB | SB | CCP-W-B140-PI-140-IA-443-1 | GT & HRSG #12 AREA HEADER DRAIN | C01 | 03.09.25 |  | C01A | 30.12.25 |  |  |  |  | N | I.F.C | ISO
IA | PB | SB | CCP-W-B140-PI-140-IA-444-1 | GT & HRSG #12 AREA HEADER DRAIN | C01 | 03.09.25 |  | C01A | 30.12.25 |  |  |  |  | N | I.F.C | ISO
IA | PB | SB | CCP-W-B140-PI-140-IA-445-1 | GT & HRSG #12 AREA HEADER DRAIN BYPASS | C01 | 03.09.25 |  | C01A | 30.12.25 |  |  |  |  | N | I.F.C | ISO
IA | YARD | SB | CCP-W-B140-PI-140-IA-811-1 | IA PRDS / BYPASS HEADER DRAIN EQUALIZING | C01 | 03.09.25 |  | C01A | 30.12.25 |  |  |  |  | N | I.F.C | ISO
IA | YARD | SB | CCP-W-B140-PI-140-IA-812-1 | IA CEP & ACC #1 AREA BRANCH DRAIN EQUALIZING | C01 | 03.09.25 |  | C01A | 30.12.25 |  |  |  |  | N | I.F.C | ISO
IA | PB | SB | CCP-W-B140-PI-140-IA-813-1 | ST IPB #1 DISTRIBUTION LINE DRAIN EQUALIZING | C01 | 03.09.25 |  | C01A | 30.12.25 |  |  |  |  | N | I.F.C | ISO
IA | PB | SB | CCP-W-B140-PI-140-IA-814-1 | GT & HRSG #11 AREA HEADER DRAIN EQUALIZING | C01 | 03.09.25 |  | C01A | 30.12.25 |  |  |  |  | N | I.F.C | ISO
IA | PB | SB | CCP-W-B140-PI-140-IA-815-1 | GT & HRSG #12 AREA HEADER DRAIN EQUALIZING | C01 | 03.09.25 |  | C01A | 30.12.25 |  |  |  |  | N | I.F.C | ISO
SA | PB | SB | CCP-W-B140-PI-140-SA-010-1 | SERVICE AIR DISTRIBUTION HEADER TO BLOCK #1 GT / HRSG #1 HEADER | C01 | 03.09.25 |  | C01A | 30.12.25 |  |  |  |  | N | I.F.C | ISO
SA | PB | SB | CCP-W-B140-PI-140-SA-010-2 | SERVICE AIR DISTRIBUTION HEADER TO BLOCK #1 GT / HRSG #1 HEADER | C01 | 03.09.25 |  | C01A | 30.12.25 |  |  |  |  | N | I.F.C | ISO
SA | PB | SB | CCP-W-B140-PI-140-SA-011-1 | SERVICE AIR DISTRIBUTION HEADER TO BLOCK #1 GT / HRSG #2 HEADER | C01 | 03.09.25 |  | C01A | 30.12.25 |  |  |  |  | N | I.F.C | ISO
SA | PB | SB | CCP-W-B140-PI-140-SA-011-2 | SERVICE AIR DISTRIBUTION HEADER TO BLOCK #1 GT / HRSG #2 HEADER | C01 | 03.09.25 |  | C01A | 30.12.25 |  |  |  |  | N | I.F.C | ISO
SA | PB | SB | CCP-W-B140-PI-140-SA-012-1 | SERVICE AIR DISTRIBUTION HEADER TO STG #1 HEADER | C01 | 03.09.25 |  | C01A | 30.12.25 |  |  |  |  | N | I.F.C | ISO
SA | PB | SB | CCP-W-B140-PI-140-SA-070-1 | GT / HRSG #1 HEADER TO BLOCK #1 HRSG #1 | C01 | 03.09.25 |  | C01A | 30.12.25 |  |  |  |  | N | I.F.C | ISO
SA | PB | SB | CCP-W-B140-PI-140-SA-071-1 | GT / HRSG #1 HEADER TO BLOCK #1 GT #1 | C01 | 03.09.25 |  | C01A | 30.12.25 |  |  |  |  | N | I.F.C | ISO
SA | PB | SB | CCP-W-B140-PI-140-SA-071-2 | GT / HRSG #1 HEADER TO BLOCK #1 GT #1 | C01 | 03.09.25 |  | C01A | 30.12.25 |  |  |  |  | N | I.F.C | ISO
SA | PB | SB | CCP-W-B140-PI-140-SA-072-1 | GT / HRSG #2 HEADER TO BLOCK #1 HRSG #2 | C01 | 03.09.25 |  | C01A | 30.12.25 |  |  |  |  | N | I.F.C | ISO
SA | PB | SB | CCP-W-B140-PI-140-SA-073-1 | GT / HRSG #2 HEADER TO BLOCK #1 GT #2 | C01 | 03.09.25 |  | C01A | 30.12.25 |  |  |  |  | N | I.F.C | ISO
SA | PB | SB | CCP-W-B140-PI-140-SA-073-2 | GT / HRSG #2 HEADER TO BLOCK #1 GT #2 | C01 | 03.09.25 |  | C01A | 30.12.25 |  |  |  |  | N | I.F.C | ISO
SA | PB | SB | CCP-W-B140-PI-140-SA-074-1 | STG #1 HEADER TO STG BUILDING #1 GROUND FLOOR | C01 | 03.09.25 |  | C01A | 30.12.25 |  |  |  |  | N | I.F.C | ISO
SA | PB | SB | CCP-W-B140-PI-140-SA-075-1 | STG #1 HEADER TO STG BUILDING #1 GROUND FLOOR | C01 | 03.09.25 |  | C01A | 30.12.25 |  |  |  |  | N | I.F.C | ISO
SA | PB | SB | CCP-W-B140-PI-140-SA-076-1 | STG #1 HEADER TO STG BUILDING #1 GROUND FLOOR | C01 | 03.09.25 |  | C01A | 30.12.25 |  |  |  |  | N | I.F.C | ISO
SA | PB | SB | CCP-W-B140-PI-140-SA-077-1 | GT / HRSG #1 HEADER TO BLOCK #1 HRSG #1 | C01 | 03.09.25 |  | C01A | 30.12.25 |  |  |  |  | N | I.F.C | ISO
SA | PB | SB | CCP-W-B140-PI-140-SA-078-1 | GT / HRSG #1 HEADER TO BLOCK #1 GT #1 | C01 | 03.09.25 |  | C01A | 30.12.25 |  |  |  |  | N | I.F.C | ISO
SA | PB | SB | CCP-W-B140-PI-140-SA-078-2 | GT / HRSG #1 HEADER TO BLOCK #1 GT #1 | C01 | 03.09.25 |  | C01A | 30.12.25 |  |  |  |  | N | I.F.C | ISO
SA | PB | SB | CCP-W-B140-PI-140-SA-079-1 | GT / HRSG #2 HEADER TO BLOCK #1 HRSG #2 | C01 | 03.09.25 |  | C01A | 30.12.25 |  |  |  |  | N | I.F.C | ISO
SA | PB | SB | CCP-W-B140-PI-140-SA-080-1 | GT / HRSG #2 HEADER TO BLOCK #1 GT #2 | C01 | 03.09.25 |  | C01A | 30.12.25 |  |  |  |  | N | I.F.C | ISO
SA | PB | SB | CCP-W-B140-PI-140-SA-080-2 | GT / HRSG #2 HEADER TO BLOCK #1 GT #2 | C01 | 03.09.25 |  | C01A | 30.12.25 |  |  |  |  | N | I.F.C | ISO
SS | PB | SB | CCP-W-B141-PI-140-WD-100-1 | SAMPLING SYSTEM TO DRAIN SUMP PIT | C01 | 21.08.25 |  | C01A | 30.12.25 |  |  |  |  | N | I.F.C | ISO
FW | PB | SB | CCP-W-B142-PI-140-CH-001-1 | CHEMICAL DOSING INJECTION(AMMONIA) TO BFP(#A, B) SUCTION (COMMON) | C01 | 13.08.25 |  | C01A | 30.12.25 |  |  |  |  | N | I.F.C | ISO
FW | PB | SB | CCP-W-B142-PI-140-CH-001-2 | CHEMICAL DOSING INJECTION(AMMONIA) TO BFP(#A, B) SUCTION (COMMON) | C01 | 13.08.25 |  | C01A | 30.12.25 |  |  |  |  | N | I.F.C | ISO
FW | PB | SB | CCP-W-B142-PI-140-CH-002-1 | CHEMICAL DOSING INJECTION(O2 SCAVENGER) TO BFP(#A, B) SUCTION (COMMON) | C01 | 13.08.25 |  | C01A | 30.12.25 |  |  |  |  | N | I.F.C | ISO
FW | PB | SB | CCP-W-B142-PI-140-CH-002-2 | CHEMICAL DOSING INJECTION(O2 SCAVENGER) TO BFP(#A, B) SUCTION (COMMON) | C01 | 13.08.25 |  | C01A | 30.12.25 |  |  |  |  | N | I.F.C | ISO
FW | PB | SB | CCP-W-B142-PI-140-CH-003-1 | CHEMICAL DOSING INJECTION(AMMONIA) TO BFP(#A, B) SUCTION (COMMON) | C01 | 13.08.25 |  | C01A | 30.12.25 |  |  |  |  | N | I.F.C | ISO
FW | PB | SB | CCP-W-B142-PI-140-CH-003-2 | CHEMICAL DOSING INJECTION(AMMONIA) TO BFP(#A, B) SUCTION (COMMON) | C01 | 13.08.25 |  | C01A | 30.12.25 |  |  |  |  | N | I.F.C | ISO
FW | PB | SB | CCP-W-B142-PI-140-CH-004-1 | CHEMICAL DOSING INJECTION(O2 SCAVENGER) TO BFP(#A, B) SUCTION (COMMON) | C01 | 13.08.25 |  | C01A | 30.12.25 |  |  |  |  | N | I.F.C | ISO
FW | PB | SB | CCP-W-B142-PI-140-CH-004-2 | CHEMICAL DOSING INJECTION(O2 SCAVENGER) TO BFP(#A, B) SUCTION (COMMON) | C01 | 13.08.25 |  | C01A | 30.12.25 |  |  |  |  | N | I.F.C | ISO
DW | PB | SB | CCP-W-B142-PI-140-CH-005-1 | AMMONIA DOSING TO DEMI WATER DISTIBUTION(HRSG #1 AREA) | C01 | 14.08.25 |  | C01A | 30.12.25 |  |  |  |  | N | I.F.C | ISO
DW | PB | SB | CCP-W-B142-PI-140-CH-006-1 | AMMONIA DOSING TO TO HRSG #11 | C01 | 14.08.25 |  | C01A | 30.12.25 |  |  |  |  | N | I.F.C | ISO
DW | PB | SB | CCP-W-B142-PI-140-CH-006-2 | AMMONIA DOSING TO TO HRSG #11 | C01 | 14.08.25 |  | C01A | 30.12.25 |  |  |  |  | N | I.F.C | ISO
DW | PB | SB | CCP-W-B142-PI-140-CH-007-1 | AMMONIA DOSING TO TO HRSG #12 | C01 | 14.08.25 |  | C01A | 30.12.25 |  |  |  |  | N | I.F.C | ISO
DW | PB | SB | CCP-W-B142-PI-140-CH-007-2 | AMMONIA DOSING TO TO HRSG #12 | C01 | 14.08.25 |  | C01A | 30.12.25 |  |  |  |  | N | I.F.C | ISO
DW | PB | SB | CCP-W-B142-PI-140-CH-007-3 | AMMONIA DOSING TO TO HRSG #12 | C01 | 14.08.25 |  | C01A | 30.12.25 |  |  |  |  | N | I.F.C | ISO
DW | PB | SB | CCP-W-B142-PI-140-CH-007-4 | AMMONIA DOSING TO TO HRSG #12 | C01 | 14.08.25 |  | C01A | 30.12.25 |  |  |  |  | N | I.F.C | ISO
DW | PB | SB | CCP-W-B142-PI-140-CH-008-1 | O2 SCAVANGER DOSING TO DEMI WATER DISTIBUTION(HRSG #1 AREA) | C01 | 14.08.25 |  | C01A | 30.12.25 |  |  |  |  | N | I.F.C | ISO
DW | PB | SB | CCP-W-B142-PI-140-CH-009-1 | O2 SCAVANGER DOSING TO TO HRSG #11 | C01 | 14.08.25 |  | C01A | 30.12.25 |  |  |  |  | N | I.F.C | ISO
DW | PB | SB | CCP-W-B142-PI-140-CH-009-2 | O2 SCAVANGER DOSING TO TO HRSG #11 | C01 | 14.08.25 |  | C01A | 30.12.25 |  |  |  |  | N | I.F.C | ISO
DW | PB | SB | CCP-W-B142-PI-140-CH-009-3 | O2 SCAVANGER DOSING TO TO HRSG #11 | C01 | 14.08.25 |  | C01A | 30.12.25 |  |  |  |  | N | I.F.C | ISO
DW | PB | SB | CCP-W-B142-PI-140-CH-010-1 | O2 SCAVANGER DOSING TO TO HRSG #12 | C01 | 14.08.25 |  | C01A | 30.12.25 |  |  |  |  | N | I.F.C | ISO
DW | PB | SB | CCP-W-B142-PI-140-CH-010-2 | O2 SCAVANGER DOSING TO TO HRSG #12 | C01 | 14.08.25 |  | C01A | 30.12.25 |  |  |  |  | N | I.F.C | ISO
DW | PB | SB | CCP-W-B142-PI-140-CH-010-3 | O2 SCAVANGER DOSING TO TO HRSG #12 | C01 | 14.08.25 |  | C01A | 30.12.25 |  |  |  |  | N | I.F.C | ISO
DW | PB | SB | CCP-W-B142-PI-140-CH-010-4 | O2 SCAVANGER DOSING TO TO HRSG #12 | C01 | 14.08.25 |  | C01A | 30.12.25 |  |  |  |  | N | I.F.C | ISO
DW | PB | SB | CCP-W-B142-PI-140-CH-011-1 | O2 SCAVANGER DOSING TO TO ACC#1 | C01 | 14.08.25 |  | C01A | 30.12.25 |  |  |  |  | N | I.F.C | ISO
DW | PB | SB | CCP-W-B142-PI-140-CH-011-2 | O2 SCAVANGER DOSING TO TO ACC#1 | C01 | 14.08.25 |  | C01A | 30.12.25 |  |  |  |  | N | I.F.C | ISO
DW | PB | SB | CCP-W-B142-PI-140-CH-011-3 | O2 SCAVANGER DOSING TO TO ACC#1 | C01 | 14.08.25 |  | C01A | 30.12.25 |  |  |  |  | N | I.F.C | ISO
DW | PB | SB | CCP-W-B142-PI-140-CH-011-4 | O2 SCAVANGER DOSING TO TO ACC#1 | C01 | 14.08.25 |  | C01A | 30.12.25 |  |  |  |  | N | I.F.C | ISO
CD | PB | SB | CCP-W-B142-PI-140-CH-051-1 | CHEMICAL DOSING STATION (O2 SCAVANGER) TO BEFORE CHECK VALVE | C01 | 25.08.25 |  | C01A | 30.12.25 |  |  |  |  | N | I.F.C | ISO
CD | PB | SB | CCP-W-B142-PI-140-CH-051-2 | CHEMICAL DOSING STATION (O2 SCAVANGER) TO BEFORE CHECK VALVE | C01 | 25.08.25 |  | C01A | 30.12.25 |  |  |  |  | N | I.F.C | ISO
CD | PB | SB | CCP-W-B142-PI-140-CH-051-3 | CHEMICAL DOSING STATION (O2 SCAVANGER) TO BEFORE CHECK VALVE | C01 | 25.08.25 |  | C01A | 30.12.25 |  |  |  |  | N | I.F.C | ISO
CD | PB | SB | CCP-W-B142-PI-140-CH-052-1 | CHEMICAL DOSING STATION (AMMONIA) TO BEFORE CHECK VALVE | C01 | 25.08.25 |  | C01A | 30.12.25 |  |  |  |  | N | I.F.C | ISO
CD | PB | SB | CCP-W-B142-PI-140-CH-052-2 | CHEMICAL DOSING STATION (AMMONIA) TO BEFORE CHECK VALVE | C01 | 25.08.25 |  | C01A | 30.12.25 |  |  |  |  | N | I.F.C | ISO
CD | PB | SB | CCP-W-B142-PI-140-CH-052-3 | CHEMICAL DOSING STATION (AMMONIA) TO BEFORE CHECK VALVE | C01 | 25.08.25 |  | C01A | 30.12.25 |  |  |  |  | N | I.F.C | ISO
SW | PB | SB | CCP-W-B142-PI-140-CH-114-1 | CHEMICAL STORAGE TANK TO CHEMICAL DOSING SYSTEM | C01 | 13.08.25 |  | C01A | 30.12.25 |  |  |  |  | N | I.F.C | ISO
HP | PB | SB | CCP-W-B142-PI-140-CH-309-1 | CHEMICAL DOSING SYSTEM #1 TO HP DRUM(HRSG #11) | C01 | 08.08.25 |  | C01A | 30.12.25 |  |  |  |  | N | I.F.C | ISO
HP | PB | SB | CCP-W-B142-PI-140-CH-309-2 | CHEMICAL DOSING SYSTEM #1 TO HP DRUM(HRSG #11) | C01 | 08.08.25 |  | C01A | 30.12.25 |  |  |  |  | N | I.F.C | ISO
HP | PB | SB | CCP-W-B142-PI-140-CH-310-1 | CHEMICAL DOSING SYSTEM #1 TO HP DRUM(HRSG #12) | C01 | 08.08.25 |  | C01A | 30.12.25 |  |  |  |  | N | I.F.C | ISO
HP | PB | SB | CCP-W-B142-PI-140-CH-310-2 | CHEMICAL DOSING SYSTEM #1 TO HP DRUM(HRSG #12) | C01 | 08.08.25 |  | C01A | 30.12.25 |  |  |  |  | N | I.F.C | ISO
FG | PB | LB | CCP-W-B144-PI-140-FG-007-1 | FINAL FILTER #A OUTLET TO UNIT#1 GT#11 | C01 | 04.04.25 | LINE NO 미확정 | C01A | 31.01.26 |  |  |  |  | N | I.F.C | ISO
FG | PB | LB | CCP-W-B144-PI-140-FG-007-2 | FINAL FILTER #A OUTLET TO UNIT#1 GT#11 | C01 | 04.04.25 | LINE NO 미확정 | C01A | 31.01.26 |  |  |  |  | N | I.F.C | ISO
FG | PB | LB | CCP-W-B144-PI-140-FG-008-1 | FINAL FILTER #B OUTLET TO UNIT#1 GT#12 | C01 | 04.04.25 | LINE NO 미확정 | C01A | 31.01.26 |  |  |  |  | N | I.F.C | ISO
FG | PB | LB | CCP-W-B144-PI-140-FG-008-2 | FINAL FILTER #B OUTLET TO UNIT#1 GT#12 | C01 | 04.04.25 | LINE NO 미확정 | C01A | 31.01.26 |  |  |  |  | N | I.F.C | ISO
FG | YARD | LB | CCP-W-B144-PI-140-FG-118-1 | COMMON GAS SUPPLY LINE TO PERFORMANCE HEATER #A | C01 | 04.04.25 |  | C01A | 31.01.26 |  |  |  |  | N | I.F.C | ISO
FG | PB | LB | CCP-W-B144-PI-140-FG-118-2 | COMMON GAS SUPPLY LINE TO PERFORMANCE HEATER #A | C01 | 04.04.25 |  | C01A | 31.01.26 |  |  |  |  | N | I.F.C | ISO
FG | PB | LB | CCP-W-B144-PI-140-FG-118-3 | COMMON GAS SUPPLY LINE TO PERFORMANCE HEATER #A | C01 | 04.04.25 |  | C01A | 31.01.26 |  |  |  |  | N | I.F.C | ISO
FG | YARD | LB | CCP-W-B144-PI-140-FG-119-1 | COMMON GAS SUPPLY LINE TO PERFORMANCE HEATER #B | C01 | 04.04.25 |  | C01A | 31.01.26 |  |  |  |  | N | I.F.C | ISO
FG | PB | LB | CCP-W-B144-PI-140-FG-119-2 | COMMON GAS SUPPLY LINE TO PERFORMANCE HEATER #B | C01 | 04.04.25 |  | C01A | 31.01.26 |  |  |  |  | N | I.F.C | ISO
FG | PB | LB | CCP-W-B144-PI-140-FG-119-3 | COMMON GAS SUPPLY LINE TO PERFORMANCE HEATER #B | C01 | 04.04.25 |  | C01A | 31.01.26 |  |  |  |  | N | I.F.C | ISO
FG | PB | SB | CCP-W-B144-PI-140-FG-581-1 | VENT FROM PERFORMANCE HEATER #A TO SAFE AREA | C01 | 13.08.25 |  | C01A | 30.12.25 |  |  |  |  | N | I.F.C | ISO
FG | PB | SB | CCP-W-B144-PI-140-FG-581-2 | VENT FROM PERFORMANCE HEATER #A TO SAFE AREA | C01 | 13.08.25 |  | C01A | 30.12.25 |  |  |  |  | N | I.F.C | ISO
FG | PB | SB | CCP-W-B144-PI-140-FG-582-1 | VENT FROM PERFORMANCE HEATER #B TO SAFE AREA | C01 | 13.08.25 |  | C01A | 30.12.25 |  |  |  |  | N | I.F.C | ISO
FG | PB | SB | CCP-W-B144-PI-140-FG-582-2 | VENT FROM PERFORMANCE HEATER #B TO SAFE AREA | C01 | 13.08.25 |  | C01A | 30.12.25 |  |  |  |  | N | I.F.C | ISO
FG | PB | SB | CCP-W-B144-PI-140-FG-585-1 | VENT FROM FINAL FILTER #A TO SAFE AREA | C01 | 13.08.25 |  | C01A | 30.12.25 |  |  |  |  | N | I.F.C | ISO
FG | PB | SB | CCP-W-B144-PI-140-FG-586-1 | VENT FROM FINAL FILTER #B TO SAFE AREA | C01 | 13.08.25 |  | C01A | 30.12.25 |  |  |  |  | N | I.F.C | ISO
FG | PB | SB | CCP-W-B144-PI-140-FG-589-1 | VENT FROM PER. HEATER & FINAL FILTER #A TO SAFE AREA | C01 | 13.08.25 |  | C01A | 30.12.25 |  |  |  |  | N | I.F.C | ISO
FG | PB | SB | CCP-W-B144-PI-140-FG-589-2 | VENT FROM PER. HEATER & FINAL FILTER #A TO SAFE AREA | C01 | 13.08.25 |  | C01A | 30.12.25 |  |  |  |  | N | I.F.C | ISO
FG | PB | SB | CCP-W-B144-PI-140-FG-590-1 | VENT FROM PER. HEATER & FINAL FILTER #B TO SAFE AREA | C01 | 13.08.25 |  | C01A | 30.12.25 |  |  |  |  | N | I.F.C | ISO
FG | PB | SB | CCP-W-B144-PI-140-FG-590-2 | VENT FROM PER. HEATER & FINAL FILTER #B TO SAFE AREA | C01 | 13.08.25 |  | C01A | 30.12.25 |  |  |  |  | N | I.F.C | ISO
FO | PB | LB | CCP-W-B146-PI-140-FO-044-1 | GT DISTRIBUTION MAIN LINE (ALL GTS)TO GT #11 | C01 | 25.04.25 | VENT ROUTING 미확정 | C01A | 31.01.26 |  |  |  |  | N | I.F.C | ISO
FO | PB | LB | CCP-W-B146-PI-140-FO-044-2 | GT DISTRIBUTION MAIN LINE (ALL GTS)TO GT #11 | C01 | 25.04.25 |  | C01A | 31.01.26 |  |  |  |  | N | I.F.C | ISO
FO | PB | LB | CCP-W-B146-PI-140-FO-045-1 | GT DISTRIBUTION MAIN LINE (ALL GTS)TO GT #12 | C01 | 25.04.25 | VENT ROUTING 미확정 | C01A | 31.01.26 |  |  |  |  | N | I.F.C | ISO
FO | PB | LB | CCP-W-B146-PI-140-FO-045-2 | GT DISTRIBUTION MAIN LINE (ALL GTS)TO GT #12 | C01 | 25.04.25 |  | C01A | 31.01.26 |  |  |  |  | N | I.F.C | ISO
FO | PB | LB | CCP-W-B146-PI-140-FO-054-1 | GT #11TO COMMON RETURN LINE | C01 | 25.04.25 |  | C01A | 31.01.26 |  |  |  |  | N | I.F.C | ISO
FO | PB | LB | CCP-W-B146-PI-140-FO-054-2 | GT #11TO COMMON RETURN LINE | C01 | 25.04.25 | VENT ROUTING 미확정 | C01A | 31.01.26 |  |  |  |  | N | I.F.C | ISO
FO | PB | LB | CCP-W-B146-PI-140-FO-055-1 | GT #12TO COMMON RETURN LINE | C01 | 25.04.25 |  | C01A | 31.01.26 |  |  |  |  | N | I.F.C | ISO
FO | PB | LB | CCP-W-B146-PI-140-FO-055-2 | GT #12TO COMMON RETURN LINE | C01 | 25.04.25 | VENT ROUTING 미확정 | C01A | 31.01.26 |  |  |  |  | N | I.F.C | ISO
N2 | PB | SB | CCP-W-B151-PI-140-LN-011-1 | N2 GAS DISTRIBUTION HEADER #11 | C01 | 18.08.25 |  | C01A | 30.12.25 |  |  |  |  | N | I.F.C | ISO
N2 | PB | SB | CCP-W-B151-PI-140-LN-011-2 | N2 GAS DISTRIBUTION HEADER #11 | C01 | 18.08.25 |  | C01A | 30.12.25 |  |  |  |  | N | I.F.C | ISO
N2 | PB | SB | CCP-W-B151-PI-140-LN-012-1 | N2 GAS DISTRIBUTION HEADER #12 | C01 | 18.08.25 |  | C01A | 30.12.25 |  |  |  |  | N | I.F.C | ISO
N2 | PB | SB | CCP-W-B151-PI-140-LN-012-2 | N2 GAS DISTRIBUTION HEADER #12 | C01 | 18.08.25 |  | C01A | 30.12.25 |  |  |  |  | N | I.F.C | ISO
N2 | PB | SB | CCP-W-B151-PI-140-LN-013-1 | N2 GAS DISTRIBUTION HEADER #11 TO HRSG #11 | C01 | 18.08.25 |  | C01A | 30.12.25 |  |  |  |  | N | I.F.C | ISO
N2 | PB | SB | CCP-W-B151-PI-140-LN-014-1 | N2 GAS DISTRIBUTION HEADER #12 TO HRSG #12 | C01 | 18.08.25 |  | C01A | 30.12.25 |  |  |  |  | N | I.F.C | ISO
N2 | PB | SB | CCP-W-B151-PI-140-LN-021-1 | N2 GAS DISTRIBUTION HEADER TO HP STEAM COMMON DRAIN CHECK VALVE | C01 | 18.08.25 |  | C01A | 30.12.25 |  |  |  |  | N | I.F.C | ISO
N2 | PB | SB | CCP-W-B151-PI-140-LN-021-2 | N2 GAS DISTRIBUTION HEADER TO HP STEAM COMMON DRAIN CHECK VALVE | C01 | 18.08.25 |  | C01A | 30.12.25 |  |  |  |  | N | I.F.C | ISO
N2 | PB | SB | CCP-W-B151-PI-140-LN-022-1 | N2 GAS DISTRIBUTION HEADER TO LP STEAM COMMON DRAIN CHECK VALVE | C01 | 18.08.25 |  | C01A | 30.12.25 |  |  |  |  | N | I.F.C | ISO
N2 | PB | SB | CCP-W-B151-PI-140-LN-023-1 | N2 GAS DISTRIBUTION HEADER TO AUX STEAM COMMON DRAIN CHECK VALVE | C01 | 18.08.25 |  | C01A | 30.12.25 |  |  |  |  | N | I.F.C | ISO
N2 | PB | SB | CCP-W-B151-PI-140-LN-031-1 | N2 GAS DISTRIBUTION HEADER #11 TO GT PERFORMANCE HEATER #11 | C01 | 18.08.25 |  | C01A | 30.12.25 |  |  |  |  | N | I.F.C | ISO
N2 | PB | SB | CCP-W-B151-PI-140-LN-032-1 | N2 GAS DISTRIBUTION HEADER #12 TO GT PERFORMANCE HEATER #12 | C01 | 18.08.25 |  | C01A | 30.12.25 |  |  |  |  | N | I.F.C | ISO
N2 | PB | SB | CCP-W-B151-PI-140-LN-033-1 | N2 GAS DISTRIBUTION HEADER #11 TO FUEL GAS SUPPLY SYSTEM #11 | C01 | 18.08.25 |  | C01A | 30.12.25 |  |  |  |  | N | I.F.C | ISO
N2 | PB | SB | CCP-W-B151-PI-140-LN-034-1 | N2 GAS DISTRIBUTION HEADER #12 TO FUEL GAS SUPPLY SYSTEM #12 | C01 | 18.08.25 |  | C01A | 30.12.25 |  |  |  |  | N | I.F.C | ISO
N2 | PB | SB | CCP-W-B151-PI-140-LN-051-1 | N2 GAS DISTRIBUTION HEADER #11 TO GTG #11 | C01 | 18.08.25 |  | C01A | 30.12.25 |  |  |  |  | N | I.F.C | ISO
N2 | PB | SB | CCP-W-B151-PI-140-LN-051-2 | N2 GAS DISTRIBUTION HEADER #11 TO GTG #11 | C01 | 18.08.25 |  | C01A | 30.12.25 |  |  |  |  | N | I.F.C | ISO
N2 | PB | SB | CCP-W-B151-PI-140-LN-052-1 | N2 GAS DISTRIBUTION HEADER #12 TO GTG #12 | C01 | 18.08.25 |  | C01A | 30.12.25 |  |  |  |  | N | I.F.C | ISO
N2 | PB | SB | CCP-W-B151-PI-140-LN-052-2 | N2 GAS DISTRIBUTION HEADER #12 TO GTG #12 | C01 | 18.08.25 |  | C01A | 30.12.25 |  |  |  |  | N | I.F.C | ISO
N2 | YARD | SB | CCP-W-B151-PI-140-LN-061-1 | N2 GAS DISTRIBUTION HEADER TO PCV DOWNSTREAM LINE | C01 | 18.08.25 |  | C01A | 30.12.25 |  |  |  |  | N | I.F.C | ISO
N2 | YARD | SB | CCP-W-B151-PI-140-LN-071-1 | N2 GAS DISTRIBUTION HEADERTO FIN FAN COOLER #1 | C01 | 18.08.25 |  | C01A | 30.12.25 |  |  |  |  | N | I.F.C | ISO
N2 | PB | SB | CCP-W-B151-PI-140-LN-201-1 | FUEL GAS HEATER LEAKED GAS VENT LINE | C01 | 18.08.25 |  | C01A | 30.12.25 |  |  |  |  | N | I.F.C | ISO
N2 | PB | SB | CCP-W-B151-PI-140-LN-202-1 | FUEL GAS HEATER LEAKED GAS VENT LINE | C01 | 18.08.25 |  | C01A | 30.12.25 |  |  |  |  | N | I.F.C | ISO
N2 | PB | SB | CCP-W-B151-PI-140-LN-203-1 | FUEL GAS HEATER LEAKED GAS VENT LINE | C01 | 18.08.25 |  | C01A | 30.12.25 |  |  |  |  | N | I.F.C | ISO
N2 | PB | SB | CCP-W-B151-PI-140-LN-204-1 | FUEL GAS HEATER LEAKED GAS VENT LINE | C01 | 18.08.25 |  | C01A | 30.12.25 |  |  |  |  | N | I.F.C | ISO
LO | PB | LB | CCP-W-B152-PI-140-LO-015-1 | ST #1 LUBE OIL SYSTEM TO POTABLE LUBE OIL TRN. PUMP SUC.(ST A) | C01 | 10.04.25 | 기기 위치 미확정 | C01A | 31.01.26 |  |  |  |  | N | I.F.C | ISO
LO | PB | LB | CCP-W-B152-PI-140-LO-016-1 | GT #11 LUBE OIL SYSTEM TO POTABLE LUBE OIL TRN. PUMP SUC.(GT A) | C01 | 10.04.25 | 기기 위치 미확정 | C01A | 31.01.26 |  |  |  |  | N | I.F.C | ISO
LO | PB | LB | CCP-W-B152-PI-140-LO-017-1 | GT #12 LUBE OIL SYSTEM TO POTABLE LUBE OIL TRN. PUMP SUC.(GT B) | C01 | 10.04.25 | 기기 위치 미확정 | C01A | 31.01.26 |  |  |  |  | N | I.F.C | ISO
LO | PB | LB | CCP-W-B152-PI-140-LO-021-1 | POTABLE LUBE OIL TRN. PUMP DIS.(ST A) TO POTABLE LUBE OIL TRN. PUMP DIS. COMMON | C01 | 10.04.25 | 기기 위치 미확정 | C01A | 31.01.26 |  |  |  |  | N | I.F.C | ISO
LO | PB | LB | CCP-W-B152-PI-140-LO-022-1 | POTABLE LUBE OIL TRN. PUMP DIS.(GT A) TO POTABLE LUBE OIL TRN. PUMP DIS. COMMON | C01 | 10.04.25 | 기기 위치 미확정 | C01A | 31.01.26 |  |  |  |  | N | I.F.C | ISO
LO | PB | LB | CCP-W-B152-PI-140-LO-022-2 | POTABLE LUBE OIL TRN. PUMP DIS.(GT A) TO POTABLE LUBE OIL TRN. PUMP DIS. COMMON | C01 | 10.04.25 | VENT 위치 미확정 | C01A | 31.01.26 |  |  |  |  | N | I.F.C | ISO
LO | PB | LB | CCP-W-B152-PI-140-LO-022-3 | POTABLE LUBE OIL TRN. PUMP DIS.(GT A) TO POTABLE LUBE OIL TRN. PUMP DIS. COMMON | C01 | 10.04.25 | DRAIN 위치 미확정 | C01A | 31.01.26 |  |  |  |  | N | I.F.C | ISO
LO | PB | LB | CCP-W-B152-PI-140-LO-023-1 | POTABLE LUBE OIL TRN. PUMP DIS.(GT B) TO POTABLE LUBE OIL TRN. PUMP DIS. COMMON | C01 | 10.04.25 | 기기 위치 미확정 | C01A | 31.01.26 |  |  |  |  | N | I.F.C | ISO
LO | PB | LB | CCP-W-B152-PI-140-LO-023-2 | POTABLE LUBE OIL TRN. PUMP DIS.(GT B) TO POTABLE LUBE OIL TRN. PUMP DIS. COMMON | C01 | 10.04.25 | DRAIN, VENT 위치 미확정 | C01A | 31.01.26 |  |  |  |  | N | I.F.C | ISO
LO | PB | LB | CCP-W-B152-PI-140-LO-048-1 | MAIN BUILDING DISTRIBUTION TO GT #11 LUBE OIL SYSTEM | C01 | 10.04.25 | DRAIN 위치 미확정 | C01A | 31.01.26 |  |  |  |  | N | I.F.C | ISO
LO | PB | LB | CCP-W-B152-PI-140-LO-048-2 | MAIN BUILDING DISTRIBUTION TO GT #11 LUBE OIL SYSTEM | C01 | 10.04.25 | VENT 위치 미확정 | C01A | 31.01.26 |  |  |  |  | N | I.F.C | ISO
LO | PB | LB | CCP-W-B152-PI-140-LO-048-3 | MAIN BUILDING DISTRIBUTION TO GT #11 LUBE OIL SYSTEM | C01 | 10.04.25 |  | C01A | 31.01.26 |  |  |  |  | N | I.F.C | ISO
LO | PB | LB | CCP-W-B152-PI-140-LO-049-1 | MAIN BUILDING DISTRIBUTION TO GT #12 LUBE OIL SYSTEM | C01 | 10.04.25 | DRAIN, VENT 위치 미확정 | C01A | 31.01.26 |  |  |  |  | N | I.F.C | ISO
LO | PB | LB | CCP-W-B152-PI-140-LO-049-2 | MAIN BUILDING DISTRIBUTION TO GT #12 LUBE OIL SYSTEM | C01 | 10.04.25 |  | C01A | 31.01.26 |  |  |  |  | N | I.F.C | ISO
LO | PB | LB | CCP-W-B152-PI-140-LO-050-1 | MAIN BUILDING DISTRIBUTION TO ST #1 LUBE OIL SYSTEM | C01 | 10.04.25 |  | C01A | 31.01.26 |  |  |  |  | N | I.F.C | ISO
LO | PB | SB | CCP-W-B152-PI-140-LO-451-1 | PORTABLE LUBE OIL TRA. PUMP DIS. LINE DRAIN | C01 | 12.08.25 |  | C01A | 30.12.25 |  |  |  |  | N | I.F.C | ISO
LO | PB | SB | CCP-W-B152-PI-140-LO-452-1 | PORTABLE LUBE OIL TRA. PUMP DIS. LINE DRAIN | C01 | 12.08.25 |  | C01A | 30.12.25 |  |  |  |  | N | I.F.C | ISO
LO | PB | SB | CCP-W-B152-PI-140-LO-453-1 | PORTABLE LUBE OIL TRA. PUMP DIS. LINE DRAIN | C01 | 12.08.25 |  | C01A | 30.12.25 |  |  |  |  | N | I.F.C | ISO
LO | PB | SB | CCP-W-B152-PI-140-LO-465-1 | GT #11 LUBE OIL RETURN LINE DRAIN | C01 | 12.08.25 |  | C01A | 30.12.25 |  |  |  |  | N | I.F.C | ISO
LO | PB | SB | CCP-W-B152-PI-140-LO-466-1 | GT #12 LUBE OIL RETURN LINE DRAIN | C01 | 12.08.25 |  | C01A | 30.12.25 |  |  |  |  | N | I.F.C | ISO
LO | PB | SB | CCP-W-B152-PI-140-LO-467-1 | GT #11 LUBE OIL SUPPLY LINE DRAIN | C01 | 12.08.25 |  | C01A | 30.12.25 |  |  |  |  | N | I.F.C | ISO
LO | PB | SB | CCP-W-B152-PI-140-LO-468-1 | GT #11 LUBE OIL SUPPLY LINE DRAIN | C01 | 12.08.25 |  | C01A | 30.12.25 |  |  |  |  | N | I.F.C | ISO
LO | PB | SB | CCP-W-B152-PI-140-LO-561-1 | GT #11 LUBE OIL RETURN LINE VENT | C01 | 12.08.25 |  | C01A | 30.12.25 |  |  |  |  | N | I.F.C | ISO
LO | PB | SB | CCP-W-B152-PI-140-LO-562-1 | GT #12 LUBE OIL RETURN LINE VENT | C01 | 12.08.25 |  | C01A | 30.12.25 |  |  |  |  | N | I.F.C | ISO
LO | PB | SB | CCP-W-B152-PI-140-LO-563-1 | GT #11 LUBE OIL SUPPLY LINE VENT | C01 | 12.08.25 |  | C01A | 30.12.25 |  |  |  |  | N | I.F.C | ISO
LO | PB | SB | CCP-W-B152-PI-140-LO-564-1 | GT #12 LUBE OIL SUPPLY LINE VENT | C01 | 12.08.25 |  | C01A | 30.12.25 |  |  |  |  | N | I.F.C | ISO
SW | YARD | SB | CCP-W-B166-PI-140-CWS-664-1 | DELUGE SYSTEM DRAIN LINE | C01 | 13.08.25 |  | C01A | 30.12.25 |  |  |  |  | N | I.F.C | ISO
SW | YARD | SB | CCP-W-B166-PI-140-UW-663-1 | DELUGE TANK DRAIN LINE | C01 | 13.08.25 |  | C01A | 30.12.25 |  |  |  |  | N | I.F.C | ISO
ST MISC | PB | SB | CCP-W-B213-PI-140-LC-003-1 | VSC DRAIN | C01 | 20.08.25 |  | C01A | 30.12.25 |  |  |  |  | N | I.F.C | ISO
ST MISC | PB | LB | CCP-W-B213-PI-140-LC-004-1 | VSC SAFETY OVERFLOW | C01 | 28.04.25 |  | C01A | 31.01.26 |  |  |  |  | N | I.F.C | ISO
ST MISC | PB | SB | CCP-W-B213-PI-140-LC-005-1 | VSC SRV DRAIN | C01 | 20.08.25 |  | C01A | 30.12.25 |  |  |  |  | N | I.F.C | ISO
ST MISC | PB | LB | CCP-W-B213-PI-140-LO-011-1 | LO SYSTEM OIL VAPOUR EXHAUSTION DEVICE VENT / DRAIN | C01 | 28.04.25 | DRAIN ROUTE 미확정 | C01A | 31.01.26 |  |  |  |  | N | I.F.C | ISO
ST MISC | PB | LB | CCP-W-B213-PI-140-LO-011-2 | LO SYSTEM OIL VAPOUR EXHAUSTION DEVICE VENT / DRAIN | C01 | 28.04.25 |  | C01A | 31.01.26 |  |  |  |  | N | I.F.C | ISO
ST MISC | PB | LB | CCP-W-B213-PI-140-ST-001-1 | FLASH TANK TO ACC DUCT | C01 | 28.04.25 | VENDOR PRINT 미접수 | C01A | 31.01.26 |  |  |  |  | N | I.F.C | ISO
ST MISC | PB | LB | CCP-W-B213-PI-140-ST-002-1 | FLASH PUMP DISCHARGE TO ACC CONDENSATE COLLECTING TANK | C01 | 28.04.25 | VENT ROUTE 미확정 | C01A | 31.01.26 |  |  |  |  | N | I.F.C | ISO
ST MISC | YARD | LB | CCP-W-B213-PI-140-ST-002-2 | FLASH PUMP DISCHARGE TO ACC CONDENSATE COLLECTING TANK | C01 | 28.04.25 |  | C01A | 31.01.26 |  |  |  |  | N | I.F.C | ISO
ST MISC | YARD | LB | CCP-W-B213-PI-140-ST-002-3 | FLASH PUMP DISCHARGE TO ACC CONDENSATE COLLECTING TANK | C01 | 28.04.25 | Support Hold | C01A | 31.01.26 |  |  |  |  | N | I.F.C | ISO
ST MISC | YARD | SB | CCP-W-B213-PI-140-ST-401-1 | FLASH PUMP DISCHARGE DRAIN | C01 | 20.08.25 |  | C01A | 30.12.25 |  |  |  |  | N | I.F.C | ISO
ST MISC | YARD | SB | CCP-W-B213-PI-140-ST-502-1 | FLASH PUMP DISCHARGE VENT | C01 | 20.08.25 |  | C01A | 30.12.25 |  |  |  |  | N | I.F.C | ISO
ST MISC | PB | LB | CCP-W-B213-PI-140-VS-006-1 | VENT STEAM CONDENSER FAN DISCHARGE VENT | C01 | 28.04.25 |  | C01A | 31.01.26 |  |  |  |  | N | I.F.C | ISO
ST MISC | PB | LB | CCP-W-B213-PI-140-VS-006-2 | VENT STEAM CONDENSER FAN DISCHARGE VENT | C01 | 28.04.25 |  | C01A | 31.01.26 |  |  |  |  | N | I.F.C | ISO
ST MISC | PB | SB | CCP-W-B213-PI-140-VS-007-1 | VENT STEAM CONDENSER FAN DIS. VENT DRAIN | C01 | 20.08.25 |  | C01A | 30.12.25 |  |  |  |  | N | I.F.C | ISO
ST MISC | PB | SB | CCP-W-B213-PI-140-VS-008-1 | VENT STEAM - COMMON LINE - DRAINING | C01 | 20.08.25 |  | C01A | 30.12.25 |  |  |  |  | N | I.F.C | ISO
ST MISC | PB | SB | CCP-W-B213-PI-140-VS-009-1 | EXHAUST OF VSC FANS - DRAINING | C01 | 20.08.25 |  | C01A | 30.12.25 |  |  |  |  | N | I.F.C | ISO
SS | PB | SB | CCP-W-B214-PI-140-CB-011-1 | HRSG #21 HP DRUM WATER TO SAMPLING SYSTEM | C01 | 21.08.25 |  | C01A | 30.12.25 |  |  |  |  | N | I.F.C | ISO
SS | PB | SB | CCP-W-B214-PI-140-CB-011-2 | HRSG #21 HP DRUM WATER TO SAMPLING SYSTEM | C01 | 21.08.25 |  | C01A | 30.12.25 |  |  |  |  | N | I.F.C | ISO
SS | PB | SB | CCP-W-B214-PI-140-CB-011-3 | HRSG #21 HP DRUM WATER TO SAMPLING SYSTEM | C01 | 21.08.25 |  | C01A | 30.12.25 |  |  |  |  | N | I.F.C | ISO
SS | PB | SB | CCP-W-B214-PI-140-CB-011-4 | HRSG #21 HP DRUM WATER TO SAMPLING SYSTEM | C01 | 21.08.25 |  | C01A | 30.12.25 |  |  |  |  | N | I.F.C | ISO
SS | PB | SB | CCP-W-B214-PI-140-HS-602-1 | HRSG #21 HP DRUM SATURATED STEAM TO SAMPLING SYSTEM | C01 | 21.08.25 |  | C01A | 30.12.25 |  |  |  |  | N | I.F.C | ISO
SS | PB | SB | CCP-W-B214-PI-140-HS-602-2 | HRSG #21 HP DRUM SATURATED STEAM TO SAMPLING SYSTEM | C01 | 21.08.25 |  | C01A | 30.12.25 |  |  |  |  | N | I.F.C | ISO
SS | PB | SB | CCP-W-B214-PI-140-HS-602-3 | HRSG #21 HP DRUM SATURATED STEAM TO SAMPLING SYSTEM | C01 | 21.08.25 |  | C01A | 30.12.25 |  |  |  |  | N | I.F.C | ISO
SS | PB | SB | CCP-W-B214-PI-140-HS-602-4 | HRSG #21 HP DRUM SATURATED STEAM TO SAMPLING SYSTEM | C01 | 21.08.25 |  | C01A | 30.12.25 |  |  |  |  | N | I.F.C | ISO
SS | PB | SB | CCP-W-B214-PI-140-HS-612-1 | HRSG #21 HP SUPERHEATED STEAM TO SAMPLING SYSTEM | C01 | 21.08.25 |  | C01A | 30.12.25 |  |  |  |  | N | I.F.C | ISO
SS | PB | SB | CCP-W-B214-PI-140-HS-612-2 | HRSG #21 HP SUPERHEATED STEAM TO SAMPLING SYSTEM | C01 | 21.08.25 |  | C01A | 30.12.25 |  |  |  |  | N | I.F.C | ISO
SS | PB | SB | CCP-W-B214-PI-140-HS-612-3 | HRSG #21 HP SUPERHEATED STEAM TO SAMPLING SYSTEM | C01 | 21.08.25 |  | C01A | 30.12.25 |  |  |  |  | N | I.F.C | ISO
SS | PB | SB | CCP-W-B214-PI-140-HS-612-4 | HRSG #21 HP SUPERHEATED STEAM TO SAMPLING SYSTEM | C01 | 21.08.25 |  | C01A | 30.12.25 |  |  |  |  | N | I.F.C | ISO
SS | PB | SB | CCP-W-B214-PI-140-LS-601-1 | HRSG #21 LP DRUM SATURED STEAM TO SAMPLING SYSTEM | C01 | 21.08.25 |  | C01A | 30.12.25 |  |  |  |  | N | I.F.C | ISO
SS | PB | SB | CCP-W-B214-PI-140-LS-601-2 | HRSG #21 LP DRUM SATURED STEAM TO SAMPLING SYSTEM | C01 | 21.08.25 |  | C01A | 30.12.25 |  |  |  |  | N | I.F.C | ISO
SS | PB | SB | CCP-W-B214-PI-140-LS-601-3 | HRSG #21 LP DRUM SATURED STEAM TO SAMPLING SYSTEM | C01 | 21.08.25 |  | C01A | 30.12.25 |  |  |  |  | N | I.F.C | ISO
SS | PB | SB | CCP-W-B214-PI-140-LS-601-4 | HRSG #21 LP DRUM SATURED STEAM TO SAMPLING SYSTEM | C01 | 21.08.25 |  | C01A | 30.12.25 |  |  |  |  | N | I.F.C | ISO
SS | PB | SB | CCP-W-B214-PI-140-LS-612-1 | HRSG #21 HP SUPERHEATED STEAM TO SAMPLING SYSTEM | C01 | 21.08.25 |  | C01A | 30.12.25 |  |  |  |  | N | I.F.C | ISO
SS | PB | SB | CCP-W-B214-PI-140-LS-612-2 | HRSG #21 HP SUPERHEATED STEAM TO SAMPLING SYSTEM | C01 | 21.08.25 |  | C01A | 30.12.25 |  |  |  |  | N | I.F.C | ISO
SS | PB | SB | CCP-W-B214-PI-140-LS-612-3 | HRSG #21 HP SUPERHEATED STEAM TO SAMPLING SYSTEM | C01 | 21.08.25 |  | C01A | 30.12.25 |  |  |  |  | N | I.F.C | ISO
SS | PB | SB | CCP-W-B214-PI-140-LS-612-4 | HRSG #21 HP SUPERHEATED STEAM TO SAMPLING SYSTEM | C01 | 21.08.25 |  | C01A | 30.12.25 |  |  |  |  | N | I.F.C | ISO
SS | PB | SB | CCP-W-B215-PI-140-CB-011-1 | HRSG #22 HP DRUM WATER TO SAMPLING SYSTEM | C01 | 21.08.25 |  | C01A | 30.12.25 |  |  |  |  | N | I.F.C | ISO
SS | PB | SB | CCP-W-B215-PI-140-CB-011-2 | HRSG #22 HP DRUM WATER TO SAMPLING SYSTEM | C01 | 21.08.25 |  | C01A | 30.12.25 |  |  |  |  | N | I.F.C | ISO
SS | PB | SB | CCP-W-B215-PI-140-CB-011-3 | HRSG #22 HP DRUM WATER TO SAMPLING SYSTEM | C01 | 21.08.25 |  | C01A | 30.12.25 |  |  |  |  | N | I.F.C | ISO
SS | PB | SB | CCP-W-B215-PI-140-CB-011-4 | HRSG #22 HP DRUM WATER TO SAMPLING SYSTEM | C01 | 21.08.25 |  | C01A | 30.12.25 |  |  |  |  | N | I.F.C | ISO
SS | PB | SB | CCP-W-B215-PI-140-CB-011-5 | HRSG #22 HP DRUM WATER TO SAMPLING SYSTEM | C01 | 21.08.25 |  | C01A | 30.12.25 |  |  |  |  | N | I.F.C | ISO
SS | PB | SB | CCP-W-B215-PI-140-CB-011-6 | HRSG #22 HP DRUM WATER TO SAMPLING SYSTEM | C01 | 21.08.25 |  | C01A | 30.12.25 |  |  |  |  | N | I.F.C | ISO
SS | PB | SB | CCP-W-B215-PI-140-HS-602-1 | HRSG #22 HP DRUM SATURATED STEAM TO SAMPLING SYSTEM | C01 | 21.08.25 |  | C01A | 30.12.25 |  |  |  |  | N | I.F.C | ISO
SS | PB | SB | CCP-W-B215-PI-140-HS-602-2 | HRSG #22 HP DRUM SATURATED STEAM TO SAMPLING SYSTEM | C01 | 21.08.25 |  | C01A | 30.12.25 |  |  |  |  | N | I.F.C | ISO
SS | PB | SB | CCP-W-B215-PI-140-HS-602-3 | HRSG #22 HP DRUM SATURATED STEAM TO SAMPLING SYSTEM | C01 | 21.08.25 |  | C01A | 30.12.25 |  |  |  |  | N | I.F.C | ISO
SS | PB | SB | CCP-W-B215-PI-140-HS-602-4 | HRSG #22 HP DRUM SATURATED STEAM TO SAMPLING SYSTEM | C01 | 21.08.25 |  | C01A | 30.12.25 |  |  |  |  | N | I.F.C | ISO
SS | PB | SB | CCP-W-B215-PI-140-HS-602-5 | HRSG #22 HP DRUM SATURATED STEAM TO SAMPLING SYSTEM | C01 | 21.08.25 |  | C01A | 30.12.25 |  |  |  |  | N | I.F.C | ISO
SS | PB | SB | CCP-W-B215-PI-140-HS-602-6 | HRSG #22 HP DRUM SATURATED STEAM TO SAMPLING SYSTEM | C01 | 21.08.25 |  | C01A | 30.12.25 |  |  |  |  | N | I.F.C | ISO
SS | PB | SB | CCP-W-B215-PI-140-HS-612-1 | HRSG #22 HP SUPERHEATED STEAM TO SAMPLING SYSTEM | C01 | 21.08.25 |  | C01A | 30.12.25 |  |  |  |  | N | I.F.C | ISO
SS | PB | SB | CCP-W-B215-PI-140-HS-612-2 | HRSG #22 HP SUPERHEATED STEAM TO SAMPLING SYSTEM | C01 | 21.08.25 |  | C01A | 30.12.25 |  |  |  |  | N | I.F.C | ISO
SS | PB | SB | CCP-W-B215-PI-140-HS-612-3 | HRSG #22 HP SUPERHEATED STEAM TO SAMPLING SYSTEM | C01 | 21.08.25 |  | C01A | 30.12.25 |  |  |  |  | N | I.F.C | ISO
SS | PB | SB | CCP-W-B215-PI-140-HS-612-4 | HRSG #22 HP SUPERHEATED STEAM TO SAMPLING SYSTEM | C01 | 21.08.25 |  | C01A | 30.12.25 |  |  |  |  | N | I.F.C | ISO
SS | PB | SB | CCP-W-B215-PI-140-HS-612-5 | HRSG #22 HP SUPERHEATED STEAM TO SAMPLING SYSTEM | C01 | 21.08.25 |  | C01A | 30.12.25 |  |  |  |  | N | I.F.C | ISO
SS | PB | SB | CCP-W-B215-PI-140-HS-612-6 | HRSG #22 HP SUPERHEATED STEAM TO SAMPLING SYSTEM | C01 | 21.08.25 |  | C01A | 30.12.25 |  |  |  |  | N | I.F.C | ISO
SS | PB | SB | CCP-W-B215-PI-140-LS-601-1 | HRSG #22 LP DRUM SATURED STEAM TO SAMPLING SYSTEM | C01 | 21.08.25 |  | C01A | 30.12.25 |  |  |  |  | N | I.F.C | ISO
SS | PB | SB | CCP-W-B215-PI-140-LS-601-2 | HRSG #22 LP DRUM SATURED STEAM TO SAMPLING SYSTEM | C01 | 21.08.25 |  | C01A | 30.12.25 |  |  |  |  | N | I.F.C | ISO
SS | PB | SB | CCP-W-B215-PI-140-LS-601-3 | HRSG #22 LP DRUM SATURED STEAM TO SAMPLING SYSTEM | C01 | 21.08.25 |  | C01A | 30.12.25 |  |  |  |  | N | I.F.C | ISO
SS | PB | SB | CCP-W-B215-PI-140-LS-601-4 | HRSG #22 LP DRUM SATURED STEAM TO SAMPLING SYSTEM | C01 | 21.08.25 |  | C01A | 30.12.25 |  |  |  |  | N | I.F.C | ISO
SS | PB | SB | CCP-W-B215-PI-140-LS-601-5 | HRSG #22 LP DRUM SATURED STEAM TO SAMPLING SYSTEM | C01 | 21.08.25 |  | C01A | 30.12.25 |  |  |  |  | N | I.F.C | ISO
SS | PB | SB | CCP-W-B215-PI-140-LS-601-6 | HRSG #22 LP DRUM SATURED STEAM TO SAMPLING SYSTEM | C01 | 21.08.25 |  | C01A | 30.12.25 |  |  |  |  | N | I.F.C | ISO
SS | PB | SB | CCP-W-B215-PI-140-LS-612-1 | HRSG #22 HP SUPERHEATED STEAM TO SAMPLING SYSTEM | C01 | 21.08.25 |  | C01A | 30.12.25 |  |  |  |  | N | I.F.C | ISO
SS | PB | SB | CCP-W-B215-PI-140-LS-612-2 | HRSG #22 HP SUPERHEATED STEAM TO SAMPLING SYSTEM | C01 | 21.08.25 |  | C01A | 30.12.25 |  |  |  |  | N | I.F.C | ISO
SS | PB | SB | CCP-W-B215-PI-140-LS-612-3 | HRSG #22 HP SUPERHEATED STEAM TO SAMPLING SYSTEM | C01 | 21.08.25 |  | C01A | 30.12.25 |  |  |  |  | N | I.F.C | ISO
SS | PB | SB | CCP-W-B215-PI-140-LS-612-4 | HRSG #22 HP SUPERHEATED STEAM TO SAMPLING SYSTEM | C01 | 21.08.25 |  | C01A | 30.12.25 |  |  |  |  | N | I.F.C | ISO
SS | PB | SB | CCP-W-B215-PI-140-LS-612-5 | HRSG #22 HP SUPERHEATED STEAM TO SAMPLING SYSTEM | C01 | 21.08.25 |  | C01A | 30.12.25 |  |  |  |  | N | I.F.C | ISO
SS | PB | SB | CCP-W-B215-PI-140-LS-612-6 | HRSG #22 HP SUPERHEATED STEAM TO SAMPLING SYSTEM | C01 | 21.08.25 |  | C01A | 30.12.25 |  |  |  |  | N | I.F.C | ISO
CD | YARD | LB | CCP-W-B216-PI-140-AI-071-1 | ACC AIR TAKE-OFF LINE TO LRVP SKID A | C01 | 31.01.26 | 도면 추가 | [6 empty] | N | I.F.C | ISO
CD | YARD | LB | CCP-W-B216-PI-140-AI-078-1 | LRVP SKID A TO VENT PIPING | C01 | 31.01.26 | 도면 추가 | [6 empty] | N | I.F.C | ISO
CD | YARD | LB | CCP-W-B216-PI-140-AI-081-1 | ACC AIR TAKE-OFF LINE TO LRVP SKID B | C01 | 31.01.26 | 도면 추가 | [6 empty] | N | I.F.C | ISO
CD | YARD | LB | CCP-W-B216-PI-140-AI-088-1 | LRVP SKID B TO VENT PIPING | C01 | 31.01.26 | 도면 추가 | [6 empty] | N | I.F.C | ISO
CD | YARD | LB | CCP-W-B216-PI-140-AI-091-1 | ACC AIR TAKE-OFF LINE TO LRVP SKID C | C01 | 31.01.26 | 도면 추가 | [6 empty] | N | I.F.C | ISO
CD | YARD | LB | CCP-W-B216-PI-140-AI-098-1 | LRVP SKID C TO VENT PIPING | C01 | 31.01.26 | 도면 추가 | [6 empty] | N | I.F.C | ISO
CD | YARD | LB | CCP-W-B216-PI-140-AI-164-1 | MAIN AIR TAKE-OFF LINE TO VACUUM SKIDS | C01 | 31.01.26 | 도면 추가 | [6 empty] | N | I.F.C | ISO
CD | YARD | LB | CCP-W-B216-PI-140-AI-164-2 | MAIN AIR TAKE-OFF LINE TO VACUUM SKIDS | C01 | 31.01.26 | 도면 추가 | [6 empty] | N | I.F.C | ISO
CD | YARD | LB | CCP-W-B216-PI-140-LC-431-1 | CONDENSATE TANK TO WASTE | C01 | 31.01.26 | 도면 추가 | [6 empty] | N | I.F.C | ISO
CD | YARD | SB | CCP-W-B216-PI-140-ST-475-1 | CONDENSER VACUUM PUMP DRAIN | C01 | 25.08.25 |  | C01A | 30.12.25 |  |  |  |  | N | I.F.C | ISO
CD | YARD | SB | CCP-W-B216-PI-140-ST-485-1 | CONDENSER VACUUM PUMP DRAIN | C01 | 25.08.25 |  | C01A | 30.12.25 |  |  |  |  | N | I.F.C | ISO
CD | YARD | SB | CCP-W-B216-PI-140-ST-495-1 | CONDENSER VACUUM PUMP DRAIN | C01 | 25.08.25 |  | C01A | 30.12.25 |  |  |  |  | N | I.F.C | ISO
GT MISC | PB | SB | CCP-W-B221-PI-140-AV-009-1 | FUEL GAS VENT TO ATM | C01 | 02.09.25 |  | C01A | 30.12.25 |  |  |  |  | N | I.F.C | ISO
GT MISC | PB | SB | CCP-W-B221-PI-140-AV-009-2 | FUEL GAS VENT TO ATM | C01 | 02.09.25 |  | C01A | 30.12.25 |  |  |  |  | N | I.F.C | ISO
GT MISC | PB | SB | CCP-W-B221-PI-140-AV-009-3 | FUEL GAS VENT TO ATM | C01 | 02.09.25 |  | C01A | 30.12.25 |  |  |  |  | N | I.F.C | ISO
GT MISC | PB | SB | CCP-W-B221-PI-140-AV-009-4 | FUEL GAS VENT TO ATM | C01 | 02.09.25 |  | C01A | 30.12.25 |  |  |  |  | N | I.F.C | ISO
GT MISC | PB | SB | CCP-W-B221-PI-140-AV-010-1 | FUEL GAS VENT TO ATM | C01 | 02.09.25 |  | C01A | 30.12.25 |  |  |  |  | N | I.F.C | ISO
GT MISC | PB | SB | CCP-W-B221-PI-140-AV-010-2 | FUEL GAS VENT TO ATM | C01 | 02.09.25 |  | C01A | 30.12.25 |  |  |  |  | N | I.F.C | ISO
GT MISC | PB | SB | CCP-W-B221-PI-140-AV-010-3 | FUEL GAS VENT TO ATM | C01 | 02.09.25 |  | C01A | 30.12.25 |  |  |  |  | N | I.F.C | ISO
GT MISC | PB | SB | CCP-W-B221-PI-140-AV-010-4 | FUEL GAS VENT TO ATM | C01 | 02.09.25 |  | C01A | 30.12.25 |  |  |  |  | N | I.F.C | ISO
GT MISC | PB | SB | CCP-W-B221-PI-140-AV-011-1 | FUEL GAS VENT TO ATM | C01 | 02.09.25 |  | C01A | 30.12.25 |  |  |  |  | N | I.F.C | ISO
GT MISC | PB | SB | CCP-W-B221-PI-140-AV-011-2 | FUEL GAS VENT TO ATM | C01 | 02.09.25 |  | C01A | 30.12.25 |  |  |  |  | N | I.F.C | ISO
GT MISC | PB | SB | CCP-W-B221-PI-140-AV-011-3 | FUEL GAS VENT TO ATM | C01 | 02.09.25 |  | C01A | 30.12.25 |  |  |  |  | N | I.F.C | ISO
GT MISC | PB | SB | CCP-W-B221-PI-140-AV-011-4 | FUEL GAS VENT TO ATM | C01 | 02.09.25 |  | C01A | 30.12.25 |  |  |  |  | N | I.F.C | ISO
GT MISC | PB | SB | CCP-W-B221-PI-140-AV-012-1 | FUEL GAS VENT TO ATM | C01 | 02.09.25 |  | C01A | 30.12.25 |  |  |  |  | N | I.F.C | ISO
GT MISC | PB | SB | CCP-W-B221-PI-140-AV-012-2 | FUEL GAS VENT TO ATM | C01 | 02.09.25 |  | C01A | 30.12.25 |  |  |  |  | N | I.F.C | ISO
GT MISC | PB | SB | CCP-W-B221-PI-140-AV-012-3 | FUEL GAS VENT TO ATM | C01 | 02.09.25 |  | C01A | 30.12.25 |  |  |  |  | N | I.F.C | ISO
GT MISC | PB | SB | CCP-W-B221-PI-140-AV-012-4 | FUEL GAS VENT TO ATM | C01 | 02.09.25 |  | C01A | 30.12.25 |  |  |  |  | N | I.F.C | ISO
GT MISC | PB | LB | CCP-W-B221-PI-140-AV-015-1 | LUBE OIL TANK VAPOR EXTRACTOR VENT TO ROOF | C01 | 28.04.25 | BIRD SCREEN 미접수 | C01A | 31.01.26 |  |  |  |  | N | I.F.C | ISO
GT MISC | PB | LB | CCP-W-B221-PI-140-AV-022-1 | FUEL OIL RETURN TANK VENT TO ROOF | C01 | 28.04.25 | BIRD SCREEN 미접수 | C01A | 31.01.26 |  |  |  |  | N | I.F.C | ISO
GT MISC | PB | SB | CCP-W-B221-PI-140-CD-002-1 | AIR INTAKE DUCT WASH WATER DRAIN TO WASH WATER DRAIN PIT | C01 | 02.09.25 |  | C01A | 30.12.25 |  |  |  |  | N | I.F.C | ISO
GT MISC | PB | LB | CCP-W-B221-PI-140-CD-003-1 | EVAPORATIVE WATER TANK OVERFLOW TO CHEMICAL WATER SUMP PIT | C01 | 28.04.25 | T.P SIZE 미확정 | C01A | 31.01.26 |  |  |  |  | N | I.F.C | ISO
GT MISC | PB | LB | CCP-W-B221-PI-140-CD-004-1 | EVAPORATIVE WATER TANK DRAIN TO CHEMICAL WATER SUMP PIT | C01 | 28.04.25 | T.P 위치 미확정 | C01A | 31.01.26 |  |  |  |  | N | I.F.C | ISO
GT MISC | PB | SB | CCP-W-B221-PI-140-CD-005-1 | GT COMPRESSOR SKID DRAIN TO DRAIN PIT | C01 | 02.09.25 |  | C01A | 30.12.25 |  |  |  |  | N | I.F.C | ISO
GT MISC | PB | SB | CCP-W-B221-PI-140-CD-006-1 | EXHAUST DIFFUSER DRAIN TO WASH WATER DRAIN PIT | C01 | 02.09.25 |  | C01A | 30.12.25 |  |  |  |  | N | I.F.C | ISO
GT MISC | PB | LB | CCP-W-B221-PI-140-CD-007-1 | GT DRAIN HEADER TO WASH WATER DRAIN PIT | C01 | 28.04.25 |  | C01A | 31.01.26 |  |  |  |  | N | I.F.C | ISO
GT MISC | PB | SB | CCP-W-B221-PI-140-CD-024-1 | PURGE WATER TANK DRAIN TO SUMP PIT | C01 | 02.09.25 |  | C01A | 30.12.25 |  |  |  |  | N | I.F.C | ISO
GT MISC | PB | SB | CCP-W-B221-PI-140-FO-008-1 | FALSE OIL DRAIN HEADER TO FALSE OIL DRAIN PIT | C01 | 02.09.25 |  | C01A | 30.12.25 |  |  |  |  | N | I.F.C | ISO
GT MISC | PB | SB | CCP-W-B221-PI-140-FO-008-2 | FALSE OIL DRAIN HEADER TO FALSE OIL DRAIN PIT | C01 | 02.09.25 |  | C01A | 30.12.25 |  |  |  |  | N | I.F.C | ISO
GT MISC | PB | SB | CCP-W-B221-PI-140-FO-020-1 | FUEL OIL STAINER DRAIN | C01 | 02.09.25 |  | C01A | 30.12.25 |  |  |  |  | N | I.F.C | ISO
GT MISC | PB | SB | CCP-W-B221-PI-140-FO-021-1 | FUEL OIL STAINER DRAIN | C01 | 02.09.25 |  | C01A | 30.12.25 |  |  |  |  | N | I.F.C | ISO
GT MISC | PB | SB | CCP-W-B221-PI-140-IG-025-1 | IGNITION GAS VENT TO ROOF | C01 | 02.09.25 |  | C01A | 30.12.25 |  |  |  |  | N | I.F.C | ISO
GT MISC | PB | SB | CCP-W-B221-PI-140-IG-025-2 | IGNITION GAS VENT TO ROOF | C01 | 02.09.25 |  | C01A | 30.12.25 |  |  |  |  | N | I.F.C | ISO
GT MISC | PB | SB | CCP-W-B221-PI-140-IG-025-3 | IGNITION GAS VENT TO ROOF | C01 | 02.09.25 |  | C01A | 30.12.25 |  |  |  |  | N | I.F.C | ISO
GT MISC | PB | LB | CCP-W-B221-PI-140-LO-018-1 | LUBE OIL FAST DRAIN | C01 | 31.01.26 | 도면 추가 | [6 empty] | N | I.F.C | ISO
GT MISC | PB | SB | CCP-W-B221-PI-140-WD-013-1 | LUBE OIL COOLER CCW PSV DRAIN TO DRAIN PIT | C01 | 02.09.25 |  | C01A | 30.12.25 |  |  |  |  | N | I.F.C | ISO
GT MISC | PB | SB | CCP-W-B221-PI-140-WD-014-1 | LUBE OIL COOLER CCW PSV DRAIN TO DRAIN PIT | C01 | 02.09.25 |  | C01A | 30.12.25 |  |  |  |  | N | I.F.C | ISO
GT MISC | PB | SB | CCP-W-B221-PI-140-WD-026-1 | GENERATOR CCW DRAIN TO DRAIN PIT | C01 | 02.09.25 |  | C01A | 30.12.25 |  |  |  |  | N | I.F.C | ISO
GT MISC | PB | SB | CCP-W-B221-PI-140-WD-027-1 | GENERATOR CCW DRAIN TO DRAIN PIT | C01 | 02.09.25 |  | C01A | 30.12.25 |  |  |  |  | N | I.F.C | ISO
GT MISC | PB | SB | CCP-W-B221-PI-140-WD-028-1 | GENERATOR CCW DRAIN TO DRAIN PIT | C01 | 02.09.25 |  | C01A | 30.12.25 |  |  |  |  | N | I.F.C | ISO
GT MISC | PB | SB | CCP-W-B221-PI-140-WD-029-1 | GENERATOR CCW DRAIN TO DRAIN PIT | C01 | 02.09.25 |  | C01A | 30.12.25 |  |  |  |  | N | I.F.C | ISO
GT MISC | PB | SB | CCP-W-B221-PI-140-WD-030-1 | GENERATOR CCW DRAIN TO DRAIN PIT | C01 | 02.09.25 |  | C01A | 30.12.25 |  |  |  |  | N | I.F.C | ISO
GT MISC | PB | SB | CCP-W-B221-PI-140-WD-031-1 | GENERATOR CCW DRAIN TO DRAIN PIT | C01 | 02.09.25 |  | C01A | 30.12.25 |  |  |  |  | N | I.F.C | ISO
GT MISC | PB | SB | CCP-W-B221-PI-140-WD-032-1 | GENERATOR CCW DRAIN TO DRAIN PIT | C01 | 02.09.25 |  | C01A | 30.12.25 |  |  |  |  | N | I.F.C | ISO
GT MISC | PB | SB | CCP-W-B221-PI-140-WD-033-1 | GENERATOR CCW DRAIN TO DRAIN PIT | C01 | 02.09.25 |  | C01A | 30.12.25 |  |  |  |  | N | I.F.C | ISO
GT MISC | PB | SB | CCP-W-B222-PI-140-AV-009-1 | FUEL GAS VENT TO ATM | C01 | 02.09.25 |  | C01A | 30.12.25 |  |  |  |  | N | I.F.C | ISO
GT MISC | PB | SB | CCP-W-B222-PI-140-AV-009-2 | FUEL GAS VENT TO ATM | C01 | 02.09.25 |  | C01A | 30.12.25 |  |  |  |  | N | I.F.C | ISO
GT MISC | PB | SB | CCP-W-B222-PI-140-AV-009-3 | FUEL GAS VENT TO ATM | C01 | 02.09.25 |  | C01A | 30.12.25 |  |  |  |  | N | I.F.C | ISO
GT MISC | PB | SB | CCP-W-B222-PI-140-AV-009-4 | FUEL GAS VENT TO ATM | C01 | 02.09.25 |  | C01A | 30.12.25 |  |  |  |  | N | I.F.C | ISO
GT MISC | PB | SB | CCP-W-B222-PI-140-AV-010-1 | FUEL GAS VENT TO ATM | C01 | 02.09.25 |  | C01A | 30.12.25 |  |  |  |  | N | I.F.C | ISO
GT MISC | PB | SB | CCP-W-B222-PI-140-AV-010-2 | FUEL GAS VENT TO ATM | C01 | 02.09.25 |  | C01A | 30.12.25 |  |  |  |  | N | I.F.C | ISO
GT MISC | PB | SB | CCP-W-B222-PI-140-AV-010-3 | FUEL GAS VENT TO ATM | C01 | 02.09.25 |  | C01A | 30.12.25 |  |  |  |  | N | I.F.C | ISO
GT MISC | PB | SB | CCP-W-B222-PI-140-AV-010-4 | FUEL GAS VENT TO ATM | C01 | 02.09.25 |  | C01A | 30.12.25 |  |  |  |  | N | I.F.C | ISO
GT MISC | PB | SB | CCP-W-B222-PI-140-AV-011-1 | FUEL GAS VENT TO ATM | C01 | 02.09.25 |  | C01A | 30.12.25 |  |  |  |  | N | I.F.C | ISO
GT MISC | PB | SB | CCP-W-B222-PI-140-AV-011-2 | FUEL GAS VENT TO ATM | C01 | 02.09.25 |  | C01A | 30.12.25 |  |  |  |  | N | I.F.C | ISO
GT MISC | PB | SB | CCP-W-B222-PI-140-AV-011-3 | FUEL GAS VENT TO ATM | C01 | 02.09.25 |  | C01A | 30.12.25 |  |  |  |  | N | I.F.C | ISO
GT MISC | PB | SB | CCP-W-B222-PI-140-AV-011-4 | FUEL GAS VENT TO ATM | C01 | 02.09.25 |  | C01A | 30.12.25 |  |  |  |  | N | I.F.C | ISO
GT MISC | PB | SB | CCP-W-B222-PI-140-AV-012-1 | FUEL GAS VENT TO ATM | C01 | 02.09.25 |  | C01A | 30.12.25 |  |  |  |  | N | I.F.C | ISO
GT MISC | PB | SB | CCP-W-B222-PI-140-AV-012-2 | FUEL GAS VENT TO ATM | C01 | 02.09.25 |  | C01A | 30.12.25 |  |  |  |  | N | I.F.C | ISO
GT MISC | PB | SB | CCP-W-B222-PI-140-AV-012-3 | FUEL GAS VENT TO ATM | C01 | 02.09.25 |  | C01A | 30.12.25 |  |  |  |  | N | I.F.C | ISO
GT MISC | PB | SB | CCP-W-B222-PI-140-AV-012-4 | FUEL GAS VENT TO ATM | C01 | 02.09.25 |  | C01A | 30.12.25 |  |  |  |  | N | I.F.C | ISO
GT MISC | PB | LB | CCP-W-B222-PI-140-AV-015-1 | LUBE OIL TANK VAPOR EXTRACTOR VENT TO ROOF | C01 | 28.04.25 | BIRD SCREEN 미접수 | C01A | 31.01.26 |  |  |  |  | N | I.F.C | ISO
GT MISC | PB | LB | CCP-W-B222-PI-140-AV-022-1 | FUEL OIL RETURN TANK VENT TO ROOF | C01 | 28.04.25 | BIRD SCREEN 미접수 | C01A | 31.01.26 |  |  |  |  | N | I.F.C | ISO
GT MISC | PB | SB | CCP-W-B222-PI-140-CD-002-1 | AIR INTAKE DUCT WASH WATER DRAIN TO WASH WATER DRAIN PIT | C01 | 02.09.25 |  | C01A | 30.12.25 |  |  |  |  | N | I.F.C | ISO
GT MISC | PB | LB | CCP-W-B222-PI-140-CD-003-1 | EVAPORATIVE WATER TANK OVERFLOW TO CHEMICAL WATER SUMP PIT | C01 | 28.04.25 | T.P SIZE 미확정 | C01A | 31.01.26 |  |  |  |  | N | I.F.C | ISO
GT MISC | PB | LB | CCP-W-B222-PI-140-CD-004-1 | EVAPORATIVE WATER TANK DRAIN TO CHEMICAL WATER SUMP PIT | C01 | 28.04.25 | T.P 위치 미확정 | C01A | 31.01.26 |  |  |  |  | N | I.F.C | ISO
GT MISC | PB | SB | CCP-W-B222-PI-140-CD-005-1 | GT COMPRESSOR SKID DRAIN TO DRAIN PIT | C01 | 02.09.25 |  | C01A | 30.12.25 |  |  |  |  | N | I.F.C | ISO
GT MISC | PB | SB | CCP-W-B222-PI-140-CD-006-1 | EXHAUST DIFFUSER DRAIN TO WASH WATER DRAIN PIT | C01 | 02.09.25 |  | C01A | 30.12.25 |  |  |  |  | N | I.F.C | ISO
GT MISC | PB | LB | CCP-W-B222-PI-140-CD-007-1 | GT DRAIN HEADER TO WASH WATER DRAIN PIT | C01 | 28.04.25 |  | C01A | 31.01.26 |  |  |  |  | N | I.F.C | ISO
GT MISC | PB | SB | CCP-W-B222-PI-140-CD-024-1 | PURGE WATER TANK DRAIN TO SUMP PIT | C01 | 02.09.25 |  | C01A | 30.12.25 |  |  |  |  | N | I.F.C | ISO
GT MISC | PB | SB | CCP-W-B222-PI-140-FO-008-1 | FALSE OIL DRAIN HEADER TO FALSE OIL DRAIN PIT | C01 | 02.09.25 |  | C01A | 30.12.25 |  |  |  |  | N | I.F.C | ISO
GT MISC | PB | SB | CCP-W-B222-PI-140-FO-008-2 | FALSE OIL DRAIN HEADER TO FALSE OIL DRAIN PIT | C01 | 02.09.25 |  | C01A | 30.12.25 |  |  |  |  | N | I.F.C | ISO
GT MISC | PB | SB | CCP-W-B222-PI-140-FO-020-1 | FUEL OIL STAINER DRAIN | C01 | 02.09.25 |  | C01A | 30.12.25 |  |  |  |  | N | I.F.C | ISO
GT MISC | PB | SB | CCP-W-B222-PI-140-FO-021-1 | FUEL OIL STAINER DRAIN | C01 | 02.09.25 |  | C01A | 30.12.25 |  |  |  |  | N | I.F.C | ISO
GT MISC | PB | SB | CCP-W-B222-PI-140-IG-025-1 | IGNITION GAS VENT TO ROOF | C01 | 02.09.25 |  | C01A | 30.12.25 |  |  |  |  | N | I.F.C | ISO
GT MISC | PB | SB | CCP-W-B222-PI-140-IG-025-2 | IGNITION GAS VENT TO ROOF | C01 | 02.09.25 |  | C01A | 30.12.25 |  |  |  |  | N | I.F.C | ISO
GT MISC | PB | SB | CCP-W-B222-PI-140-IG-025-3 | IGNITION GAS VENT TO ROOF | C01 | 02.09.25 |  | C01A | 30.12.25 |  |  |  |  | N | I.F.C | ISO
GT MISC | PB | LB | CCP-W-B222-PI-140-LO-018-1 | LUBE OIL FAST DRAIN | C01 | 31.01.26 | 도면 추가 | [6 empty] | N | I.F.C | ISO
GT MISC | PB | SB | CCP-W-B222-PI-140-WD-013-1 | LUBE OIL COOLER CCW PSV DRAIN TO DRAIN PIT | C01 | 02.09.25 |  | C01A | 30.12.25 |  |  |  |  | N | I.F.C | ISO
GT MISC | PB | SB | CCP-W-B222-PI-140-WD-014-1 | LUBE OIL COOLER CCW PSV DRAIN TO DRAIN PIT | C01 | 02.09.25 |  | C01A | 30.12.25 |  |  |  |  | N | I.F.C | ISO
GT MISC | PB | SB | CCP-W-B222-PI-140-WD-026-1 | GENERATOR CCW DRAIN TO DRAIN PIT | C01 | 02.09.25 |  | C01A | 30.12.25 |  |  |  |  | N | I.F.C | ISO
GT MISC | PB | SB | CCP-W-B222-PI-140-WD-027-1 | GENERATOR CCW DRAIN TO DRAIN PIT | C01 | 02.09.25 |  | C01A | 30.12.25 |  |  |  |  | N | I.F.C | ISO
GT MISC | PB | SB | CCP-W-B222-PI-140-WD-028-1 | GENERATOR CCW DRAIN TO DRAIN PIT | C01 | 02.09.25 |  | C01A | 30.12.25 |  |  |  |  | N | I.F.C | ISO
GT MISC | PB | SB | CCP-W-B222-PI-140-WD-029-1 | GENERATOR CCW DRAIN TO DRAIN PIT | C01 | 02.09.25 |  | C01A | 30.12.25 |  |  |  |  | N | I.F.C | ISO
GT MISC | PB | SB | CCP-W-B222-PI-140-WD-030-1 | GENERATOR CCW DRAIN TO DRAIN PIT | C01 | 02.09.25 |  | C01A | 30.12.25 |  |  |  |  | N | I.F.C | ISO
GT MISC | PB | SB | CCP-W-B222-PI-140-WD-031-1 | GENERATOR CCW DRAIN TO DRAIN PIT | C01 | 02.09.25 |  | C01A | 30.12.25 |  |  |  |  | N | I.F.C | ISO
GT MISC | PB | SB | CCP-W-B222-PI-140-WD-032-1 | GENERATOR CCW DRAIN TO DRAIN PIT | C01 | 02.09.25 |  | C01A | 30.12.25 |  |  |  |  | N | I.F.C | ISO
GT MISC | PB | SB | CCP-W-B222-PI-140-WD-033-1 | GENERATOR CCW DRAIN TO DRAIN PIT | C01 | 02.09.25 |  | C01A | 30.12.25 |  |  |  |  | N | I.F.C | ISO
HP | PB | LB | CCP-W-B226-PI-140-HS-001-1 | #21 HRSG HP SUPERHEATER TP TO #21 HRSG HP SUPERHEATER NRV | C01 | 28.03.25 |  | C01A | 06.02.26 |  |  |  |  | N | I.F.C | ISO
HP | PB | LB | CCP-W-B226-PI-140-HS-001-2 | #21 HRSG HP SUPERHEATER TP TO #21 HRSG HP SUPERHEATER NRV | C01 | 28.03.25 |  | C01A | 06.02.26 |  |  |  |  | N | I.F.C | ISO
HP | PB | LB | CCP-W-B226-PI-140-HS-002-1 | #22 HRSG HP SUPERHEATER TP TO #22 HRSG HP SUPERHEATER NRV | C01 | 28.03.25 |  | C01A | 06.02.26 |  |  |  |  | N | I.F.C | ISO
HP | PB | LB | CCP-W-B226-PI-140-HS-002-2 | #22 HRSG HP SUPERHEATER TP TO #22 HRSG HP SUPERHEATER NRV | C01 | 28.03.25 |  | C01A | 06.02.26 |  |  |  |  | N | I.F.C | ISO
HP | PB | LB | CCP-W-B226-PI-140-HS-003-1 | #21 HRSG HP STEAM HEADER TO #21 HP BYPASS VALVE UPSTREAM | C01 | 28.03.25 |  | C01A | 06.02.26 |  |  |  |  | N | I.F.C | ISO
HP | PB | LB | CCP-W-B226-PI-140-HS-003-2 | #21 HRSG HP STEAM HEADER TO #21 HP BYPASS VALVE UPSTREAM | C01 | 28.03.25 |  | C01A | 06.02.26 |  |  |  |  | N | I.F.C | ISO
HP | PB / YARD | LB | CCP-W-B226-PI-140-HS-003-3 | #21 HRSG HP STEAM HEADER TO #21 HP BYPASS VALVE UPSTREAM | C01 | 28.03.25 |  | C01A | 06.02.26 |  |  |  |  | N | I.F.C | ISO
HP | PB | LB | CCP-W-B226-PI-140-HS-004-1 | #22 HRSG HP STEAM HEADER TO #22 HP BYPASS VALVE UPSTREAM | C01 | 28.03.25 |  | C01A | 06.02.26 |  |  |  |  | N | I.F.C | ISO
HP | PB | LB | CCP-W-B226-PI-140-HS-004-2 | #22 HRSG HP STEAM HEADER TO #22 HP BYPASS VALVE UPSTREAM | C01 | 28.03.25 |  | C01A | 06.02.26 |  |  |  |  | N | I.F.C | ISO
HP | PB | LB | CCP-W-B226-PI-140-HS-004-3 | #22 HRSG HP STEAM HEADER TO #22 HP BYPASS VALVE UPSTREAM | C01 | 28.03.25 |  | C01A | 06.02.26 |  |  |  |  | N | I.F.C | ISO
HP | PB | LB | CCP-W-B226-PI-140-HS-004-4 | #22 HRSG HP STEAM HEADER TO #22 HP BYPASS VALVE UPSTREAM | C01 | 28.03.25 |  | C01A | 06.02.26 |  |  |  |  | N | I.F.C | ISO
HP | PB / YARD | LB | CCP-W-B226-PI-140-HS-004-5 | #22 HRSG HP STEAM HEADER TO #22 HP BYPASS VALVE UPSTREAM | C01 | 28.03.25 |  | C01A | 06.02.26 |  |  |  |  | N | I.F.C | ISO
HP | YARD | LB | CCP-W-B226-PI-140-HS-005-1 | #21 HP BYPASS VALVE DOWNSTREAM TO #2 ACC DUCT | C01 | 28.03.25 |  | C01A | 06.02.26 |  |  |  |  | N | I.F.C | ISO
HP | YARD | LB | CCP-W-B226-PI-140-HS-006-1 | #22 HP BYPASS VALVE DOWNSTREAM TO #2 ACC DUCT | C01 | 28.03.25 |  | C01A | 06.02.26 |  |  |  |  | N | I.F.C | ISO
HP | PB | LB | CCP-W-B226-PI-140-HS-011-1 | #21 HRSG HP STEAM HEADER TO COMMON HP STEAM HEADER | C01 | 28.03.25 |  | C01A | 06.02.26 |  |  |  |  | N | I.F.C | ISO
HP | PB | LB | CCP-W-B226-PI-140-HS-012-1 | #22 HRSG HP STEAM HEADER TO COMMON HP STEAM HEADER | C01 | 28.03.25 |  | C01A | 06.02.26 |  |  |  |  | N | I.F.C | ISO
HP | PB | LB | CCP-W-B226-PI-140-HS-012-2 | #22 HRSG HP STEAM HEADER TO COMMON HP STEAM HEADER | C01 | 28.03.25 |  | C01A | 06.02.26 |  |  |  |  | N | I.F.C | ISO
HP | PB | LB | CCP-W-B226-PI-140-HS-021-1 | COMMON HP STEAM HEADER | C01 | 28.03.25 |  | C01A | 06.02.26 |  |  |  |  | N | I.F.C | ISO
HP | PB | LB | CCP-W-B226-PI-140-HS-021-2 | COMMON HP STEAM HEADER | C01 | 28.03.25 |  | C01A | 06.02.26 |  |  |  |  | N | I.F.C | ISO
HP | PB | LB | CCP-W-B226-PI-140-HS-021-3 | COMMON HP STEAM HEADER | C01 | 28.03.25 |  | C01A | 06.02.26 |  |  |  |  | N | I.F.C | ISO
HP | PB | LB | CCP-W-B226-PI-140-HS-021-4 | COMMON HP STEAM HEADER | C01 | 28.03.25 |  | C01A | 06.02.26 |  |  |  |  | N | I.F.C | ISO
HP | PB | LB | CCP-W-B226-PI-140-HS-022-1 | COMMON HP STEAM HEADER TO AUX. PRDS CONTROL VALVE | C01 | 28.03.25 | SUPPORT LOCATION 및 TYPE 미확정 | [6 empty] | N | I.F.C | ISO
HP | PB | LB | CCP-W-B226-PI-140-HS-022-2 | COMMON HP STEAM HEADER TO AUX. PRDS CONTROL VALVE | C01 | 28.03.25 | SUPPORT LOCATION 및 TYPE 미확정 | C01A | 06.02.26 | INTERNALLY C01B |  |  |  | N | I.F.C | ISO
HP | PB | SB | CCP-W-B226-PI-140-HS-023-1 | AUX.STEAM SUPPLYING LINE TO AUX. PRDS CONTROL VALVE (SMALL) | C01 | 08.08.25 |  | C01A | 30.12.25 |  |  |  |  | N | I.F.C | ISO
HP | PB | LB | CCP-W-B226-PI-140-HS-031-1 | COMMON HP STEAM HEADER TO STEAM TURBINE HP MAIN STOP VALVE A | C01 | 28.03.25 |  | C01A | 06.02.26 |  |  |  |  | N | I.F.C | ISO
HP | PB | LB | CCP-W-B226-PI-140-HS-032-1 | COMMON HP STEAM HEADER TO STEAM TURBINE HP MAIN STOP VALVE B | C01 | 28.03.25 | STG INTERNAL PIPING과 간섭 | C01A | 06.02.26 |  |  |  |  | N | I.F.C | ISO
CD | YARD | LB | CCP-W-B226-PI-140-LC-001-1 | WATER SPRAY HEADER TO SPRAY FOR HP BYPASS SYSTEM (UNIT #21) | C01 | 10.04.25 |  | C01A | 19.12.25 | 6"-LC-B2-29/033-FB2-HT에서 LINE NO. 분리=> 6"-LC-B2-26/001-FB2-HT 추가 |  |  |  | N | I.F.C | ISO
CD | YARD | LB | CCP-W-B226-PI-140-LC-002-1 | WATER SPRAY HEADER TO SPRAY FOR HP BYPASS SYSTEM (UNIT #22) | C01 | 10.04.25 |  | C01A | 19.12.25 | 6"-LC-B2-29/034-FB2-HT에서 LINE NO. 분리=> 6"-LC-B2-26/002-FB2-HT 추가 |  |  |  | N | I.F.C | ISO
CD | YARD | LB | CCP-W-B226-PI-140-LC-003-1 | #21 HP BYPASS VALVE SPRAY TEMP. CTRL VALVE TO #21 HP BYPASS ATTEMPERATOR | C01 | 10.04.25 |  | C01A | 19.12.25 |  |  |  |  | N | I.F.C | ISO
CD | YARD | LB | CCP-W-B226-PI-140-LC-004-1 | #22 HP BYPASS VALVE SPRAY TEMP. CTRL VALVE TO #22 HP BYPASS ATTEMPERATOR | C01 | 10.04.25 |  | C01A | 19.12.25 |  |  |  |  | N | I.F.C | ISO
HP | PB | SB | CCP-W-B226-PI-140-ST-013-1 | HRSG HP STEAM HEADER BYPASS | C01 | 08.08.25 |  | C01A | 30.12.25 |  |  |  |  | N | I.F.C | ISO
HP | PB | SB | CCP-W-B226-PI-140-ST-014-1 | HRSG HP STEAM HEADER BYPASS | C01 | 08.08.25 |  | C01A | 30.12.25 |  |  |  |  | N | I.F.C | ISO
HP | PB | LB | CCP-W-B226-PI-140-ST-401-1 | #21 HRSG HP STEAM HEADER DRAIN DRIP POT | C01 | 28.03.25 | [7 empty] | N | I.F.C | ISO
HP | PB | SB | CCP-W-B226-PI-140-ST-402-1 | #21 HRSG HP STEAM DRAIN DRIP POT TO #21 HRSG HP STEAM TRAP | C01 | 08.08.25 |  | C01A | 30.12.25 |  |  |  |  | N | I.F.C | ISO
HP | PB | SB | CCP-W-B226-PI-140-ST-403-1 | #21 HRSG HP STEAM DRAIN DRIP POT TO #21 HRSG HP STEAM TRAP BYPASS | C01 | 08.08.25 |  | C01A | 30.12.25 |  |  |  |  | N | I.F.C | ISO
HP | PB | SB | CCP-W-B226-PI-140-ST-404-1 | #21 HRSG HP STEAM TRAP TO #21 HRSG BLOWDOWN TANK | C01 | 08.08.25 |  | C01A | 30.12.25 |  |  |  |  | N | I.F.C | ISO
HP | PB | SB | CCP-W-B226-PI-140-ST-404-2 | #21 HRSG HP STEAM TRAP TO #21 HRSG BLOWDOWN TANK | C01 | 08.08.25 |  | C01A | 30.12.25 |  |  |  |  | N | I.F.C | ISO
HP | PB | SB | CCP-W-B226-PI-140-ST-404-3 | #21 HRSG HP STEAM TRAP TO #21 HRSG BLOWDOWN TANK | C01 | 08.08.25 |  | C01A | 30.12.25 |  |  |  |  | N | I.F.C | ISO
HP | PB | SB | CCP-W-B226-PI-140-ST-405-1 | #21 HRSG HP STEAM DRAIN DRIP POT TO DRAIN DRIP POT EMPTYING CAP | C01 | 08.08.25 |  | C01A | 30.12.25 |  |  |  |  | N | I.F.C | ISO
HP | PB | LB | CCP-W-B226-PI-140-ST-406-1 | #22 HRSG HP STEAM HEADER DRAIN DRIP POT | C01 | 28.03.25 | [7 empty] | N | I.F.C | ISO
HP | PB | SB | CCP-W-B226-PI-140-ST-407-1 | #22 HRSG HP STEAM DRAIN DRIP POT TO #22 HRSG HP STEAM TRAP | C01 | 08.08.25 |  | C01A | 30.12.25 |  |  |  |  | N | I.F.C | ISO
HP | PB | SB | CCP-W-B226-PI-140-ST-408-1 | #22 HRSG HP STEAM DRAIN DRIP POT TO #22 HRSG HP STEAM TRAP BYPASS | C01 | 08.08.25 |  | C01A | 30.12.25 |  |  |  |  | N | I.F.C | ISO
HP | PB | SB | CCP-W-B226-PI-140-ST-409-1 | #22 HRSG HP STEAM TRAP TO #22 HRSG BLOWDOWN TANK | C01 | 08.08.25 |  | C01A | 30.12.25 |  |  |  |  | N | I.F.C | ISO
HP | PB | SB | CCP-W-B226-PI-140-ST-409-2 | #22 HRSG HP STEAM TRAP TO #22 HRSG BLOWDOWN TANK | C01 | 08.08.25 |  | C01A | 30.12.25 |  |  |  |  | N | I.F.C | ISO
HP | PB | SB | CCP-W-B226-PI-140-ST-409-3 | #22 HRSG HP STEAM TRAP TO #22 HRSG BLOWDOWN TANK | C01 | 08.08.25 |  | C01A | 30.12.25 |  |  |  |  | N | I.F.C | ISO
HP | PB | SB | CCP-W-B226-PI-140-ST-410-1 | #22 HRSG HP STEAM DRAIN DRIP POT TO DRAIN DRIP POT EMPTYING CAP | C01 | 08.08.25 |  | C01A | 30.12.25 |  |  |  |  | N | I.F.C | ISO
HP | PB | LB | CCP-W-B226-PI-140-ST-411-1 | #21 HRSG HP STEAM BYPASS LINE DRAIN DRIP POT | C01 | 28.03.25 | [7 empty] | N | I.F.C | ISO
HP | PB | SB | CCP-W-B226-PI-140-ST-412-1 | #21 HRSG HP STEAM DRAIN DRIP POT TO #21 HRSG HP STEAM TRAP | C01 | 08.08.25 |  | C01A | 30.12.25 |  |  |  |  | N | I.F.C | ISO
HP | PB | SB | CCP-W-B226-PI-140-ST-413-1 | #21 HRSG HP STEAM DRAIN DRIP POT TO #21 HRSG HP STEAM TRAP BYPASS | C01 | 08.08.25 |  | C01A | 30.12.25 |  |  |  |  | N | I.F.C | ISO
HP | PB | SB | CCP-W-B226-PI-140-ST-414-1 | #21 HRSG HP STEAM TRAP TO #21 HRSG BLOWDOWN TANK | C01 | 08.08.25 |  | C01A | 30.12.25 |  |  |  |  | N | I.F.C | ISO
HP | PB | SB | CCP-W-B226-PI-140-ST-414-2 | #21 HRSG HP STEAM TRAP TO #21 HRSG BLOWDOWN TANK | C01 | 08.08.25 |  | C01A | 30.12.25 |  |  |  |  | N | I.F.C | ISO
HP | PB | SB | CCP-W-B226-PI-140-ST-414-3 | #21 HRSG HP STEAM TRAP TO #21 HRSG BLOWDOWN TANK | C01 | 08.08.25 |  | C01A | 30.12.25 |  |  |  |  | N | I.F.C | ISO
HP | PB | SB | CCP-W-B226-PI-140-ST-414-4 | #21 HRSG HP STEAM TRAP TO #21 HRSG BLOWDOWN TANK | C01 | 08.08.25 |  | C01A | 30.12.25 |  |  |  |  | N | I.F.C | ISO
HP | PB | SB | CCP-W-B226-PI-140-ST-415-1 | #21 HRSG HP STEAM DRAIN DRIP POT TO DRAIN DRIP POT EMPTYING CAP | C01 | 08.08.25 |  | C01A | 30.12.25 |  |  |  |  | N | I.F.C | ISO
HP | PB | LB | CCP-W-B226-PI-140-ST-416-1 | #22 HRSG HP STEAM BYPASS LINE DRAIN DRIP POT | C01 | 28.03.25 | [7 empty] | N | I.F.C | ISO
HP | PB | SB | CCP-W-B226-PI-140-ST-417-1 | #22 HRSG HP STEAM DRAIN DRIP POT TO #22 HRSG HP STEAM TRAP | C01 | 08.08.25 |  | C01A | 30.12.25 |  |  |  |  | N | I.F.C | ISO
HP | PB | SB | CCP-W-B226-PI-140-ST-418-1 | #22 HRSG HP STEAM DRAIN DRIP POT TO #22 HRSG HP STEAM TRAP BYPASS | C01 | 08.08.25 |  | C01A | 30.12.25 |  |  |  |  | N | I.F.C | ISO
HP | PB | SB | CCP-W-B226-PI-140-ST-419-1 | #22 HRSG HP STEAM TRAP TO #22 HRSG BLOWDOWN TANK | C01 | 08.08.25 |  | C01A | 30.12.25 |  |  |  |  | N | I.F.C | ISO
HP | PB | SB | CCP-W-B226-PI-140-ST-419-2 | #22 HRSG HP STEAM TRAP TO #22 HRSG BLOWDOWN TANK | C01 | 08.08.25 |  | C01A | 30.12.25 |  |  |  |  | N | I.F.C | ISO
HP | PB | SB | CCP-W-B226-PI-140-ST-419-3 | #22 HRSG HP STEAM TRAP TO #22 HRSG BLOWDOWN TANK | C01 | 08.08.25 |  | C01A | 30.12.25 |  |  |  |  | N | I.F.C | ISO
HP | PB | SB | CCP-W-B226-PI-140-ST-419-4 | #22 HRSG HP STEAM TRAP TO #22 HRSG BLOWDOWN TANK | C01 | 08.08.25 |  | C01A | 30.12.25 |  |  |  |  | N | I.F.C | ISO
HP | PB | SB | CCP-W-B226-PI-140-ST-420-1 | #22 HRSG HP STEAM DRAIN DRIP POT TO DRAIN DRIP POT EMPTYING CAP | C01 | 08.08.25 |  | C01A | 30.12.25 |  |  |  |  | N | I.F.C | ISO
HP | PB | SB | CCP-W-B226-PI-140-ST-421-1 | #21 HRSG HP STEAM HEADER TO #21 HRSG HP STEAM DRAIN V/V | C01 | 08.08.25 |  | C01A | 30.12.25 |  |  |  |  | N | I.F.C | ISO
HP | PB | SB | CCP-W-B226-PI-140-ST-422-1 | #21 HRSG HP STEAM DRAIN V/V TO ATM. FLASH TANK HP STEAM MANIFOLD | C01 | 08.08.25 |  | C01A | 30.12.25 |  |  |  |  | N | I.F.C | ISO
HP | PB | SB | CCP-W-B226-PI-140-ST-422-2 | #21 HRSG HP STEAM DRAIN V/V TO ATM. FLASH TANK HP STEAM MANIFOLD | C01 | 08.08.25 |  | C01A | 30.12.25 |  |  |  |  | N | I.F.C | ISO
HP | PB | SB | CCP-W-B226-PI-140-ST-422-3 | #21 HRSG HP STEAM DRAIN V/V TO ATM. FLASH TANK HP STEAM MANIFOLD | C01 | 08.08.25 |  | C01A | 30.12.25 |  |  |  |  | N | I.F.C | ISO
HP | PB | SB | CCP-W-B226-PI-140-ST-422-4 | #21 HRSG HP STEAM DRAIN V/V TO ATM. FLASH TANK HP STEAM MANIFOLD | C01 | 08.08.25 |  | C01A | 30.12.25 |  |  |  |  | N | I.F.C | ISO
HP | PB | SB | CCP-W-B226-PI-140-ST-422-5 | #21 HRSG HP STEAM DRAIN V/V TO ATM. FLASH TANK HP STEAM MANIFOLD | C01 | 08.08.25 |  | C01A | 30.12.25 |  |  |  |  | N | I.F.C | ISO
HP | PB | SB | CCP-W-B226-PI-140-ST-423-1 | #22 HRSG HP STEAM HEADER TO #22 HRSG HP STEAM DRAIN V/V | C01 | 08.08.25 |  | C01A | 30.12.25 |  |  |  |  | N | I.F.C | ISO
HP | PB | SB | CCP-W-B226-PI-140-ST-424-1 | #22 HRSG HP STEAM DRAIN V/V TO ATM. FLASH TANK HP STEAM MANIFOLD | C01 | 08.08.25 |  | C01A | 30.12.25 |  |  |  |  | N | I.F.C | ISO
HP | PB | SB | CCP-W-B226-PI-140-ST-424-2 | #22 HRSG HP STEAM DRAIN V/V TO ATM. FLASH TANK HP STEAM MANIFOLD | C01 | 08.08.25 |  | C01A | 30.12.25 |  |  |  |  | N | I.F.C | ISO
HP | PB | SB | CCP-W-B226-PI-140-ST-424-3 | #22 HRSG HP STEAM DRAIN V/V TO ATM. FLASH TANK HP STEAM MANIFOLD | C01 | 08.08.25 |  | C01A | 30.12.25 |  |  |  |  | N | I.F.C | ISO
HP | PB | SB | CCP-W-B226-PI-140-ST-424-4 | #22 HRSG HP STEAM DRAIN V/V TO ATM. FLASH TANK HP STEAM MANIFOLD | C01 | 08.08.25 |  | C01A | 30.12.25 |  |  |  |  | N | I.F.C | ISO
HP | PB | SB | CCP-W-B226-PI-140-ST-424-5 | #22 HRSG HP STEAM DRAIN V/V TO ATM. FLASH TANK HP STEAM MANIFOLD | C01 | 08.08.25 |  | C01A | 30.12.25 |  |  |  |  | N | I.F.C | ISO
HP | PB | SB | CCP-W-B226-PI-140-ST-424-6 | #22 HRSG HP STEAM DRAIN V/V TO ATM. FLASH TANK HP STEAM MANIFOLD | C01 | 08.08.25 |  | C01A | 30.12.25 |  |  |  |  | N | I.F.C | ISO
HP | PB | SB | CCP-W-B226-PI-140-ST-424-7 | #22 HRSG HP STEAM DRAIN V/V TO ATM. FLASH TANK HP STEAM MANIFOLD | C01 | 08.08.25 |  | C01A | 30.12.25 |  |  |  |  | N | I.F.C | ISO
HP | PB | LB | CCP-W-B226-PI-140-ST-428-1 | #22 HRSG HP STEAM HEADER DRAIN DRIP POT | C01 | 28.03.25 | [7 empty] | N | I.F.C | ISO
HP | PB | SB | CCP-W-B226-PI-140-ST-429-1 | #22 HRSG HP STEAM DRAIN DRIP POT TO ATM. FLASH TANK HP STEAM MANIFOLD | C01 | 08.08.25 |  | C01A | 30.12.25 |  |  |  |  | N | I.F.C | ISO
HP | PB | SB | CCP-W-B226-PI-140-ST-429-2 | #22 HRSG HP STEAM DRAIN DRIP POT TO ATM. FLASH TANK HP STEAM MANIFOLD | C01 | 08.08.25 |  | C01A | 30.12.25 |  |  |  |  | N | I.F.C | ISO
HP | PB | SB | CCP-W-B226-PI-140-ST-429-3 | #22 HRSG HP STEAM DRAIN DRIP POT TO ATM. FLASH TANK HP STEAM MANIFOLD | C01 | 08.08.25 |  | C01A | 30.12.25 |  |  |  |  | N | I.F.C | ISO
HP | PB | SB | CCP-W-B226-PI-140-ST-429-4 | #22 HRSG HP STEAM DRAIN DRIP POT TO ATM. FLASH TANK HP STEAM MANIFOLD | C01 | 08.08.25 |  | C01A | 30.12.25 |  |  |  |  | N | I.F.C | ISO
HP | PB | SB | CCP-W-B226-PI-140-ST-429-5 | #22 HRSG HP STEAM DRAIN DRIP POT TO ATM. FLASH TANK HP STEAM MANIFOLD | C01 | 08.08.25 |  | C01A | 30.12.25 |  |  |  |  | N | I.F.C | ISO
HP | PB | SB | CCP-W-B226-PI-140-ST-429-6 | #22 HRSG HP STEAM DRAIN DRIP POT TO ATM. FLASH TANK HP STEAM MANIFOLD | C01 | 08.08.25 |  | C01A | 30.12.25 |  |  |  |  | N | I.F.C | ISO
HP | PB | SB | CCP-W-B226-PI-140-ST-429-7 | #22 HRSG HP STEAM DRAIN DRIP POT TO ATM. FLASH TANK HP STEAM MANIFOLD | C01 | 08.08.25 |  | C01A | 30.12.25 |  |  |  |  | N | I.F.C | ISO
HP | PB | SB | CCP-W-B226-PI-140-ST-430-1 | #22 HRSG HP STEAM DRAIN DRIP POT TO DRAIN DRIP POT EMPTYING CAP | C01 | 08.08.25 |  | C01A | 30.12.25 |  |  |  |  | N | I.F.C | ISO
HP | YARD | SB | CCP-W-B226-PI-140-ST-431-1 | #21 HRSG HP BYPASS VALVE BODY TO ATM. FLASH TANK HP STEAM MANIFOLD | C01 | 08.08.25 |  | C01A | 30.12.25 |  |  |  |  | N | I.F.C | ISO
HP | YARD | SB | CCP-W-B226-PI-140-ST-431-2 | #21 HRSG HP BYPASS VALVE BODY TO ATM. FLASH TANK HP STEAM MANIFOLD | C01 | 08.08.25 |  | C01A | 30.12.25 |  |  |  |  | N | I.F.C | ISO
HP | PB | SB | CCP-W-B226-PI-140-ST-431-3 | #21 HRSG HP BYPASS VALVE BODY TO ATM. FLASH TANK HP STEAM MANIFOLD | C01 | 08.08.25 |  | C01A | 30.12.25 |  |  |  |  | N | I.F.C | ISO
HP | PB | SB | CCP-W-B226-PI-140-ST-431-4 | #21 HRSG HP BYPASS VALVE BODY TO ATM. FLASH TANK HP STEAM MANIFOLD | C01 | 08.08.25 |  | C01A | 30.12.25 |  |  |  |  | N | I.F.C | ISO
HP | PB | SB | CCP-W-B226-PI-140-ST-431-5 | #21 HRSG HP BYPASS VALVE BODY TO ATM. FLASH TANK HP STEAM MANIFOLD | C01 | 08.08.25 |  | C01A | 30.12.25 |  |  |  |  | N | I.F.C | ISO
HP | YARD | SB | CCP-W-B226-PI-140-ST-432-1 | #21 HRSG HP BYPASS WARM-UP TO #21 HRSG HP BYPASS WARM-UP | C01 | 08.08.25 |  | C01A | 30.12.25 |  |  |  |  | N | I.F.C | ISO
HP | YARD | SB | CCP-W-B226-PI-140-ST-433-1 | #22 HRSG HP BYPASS VALVE BODY TO ATM. FLASH TANK HP STEAM MANIFOLD | C01 | 08.08.25 |  | C01A | 30.12.25 |  |  |  |  | N | I.F.C | ISO
HP | YARD | SB | CCP-W-B226-PI-140-ST-433-2 | #22 HRSG HP BYPASS VALVE BODY TO ATM. FLASH TANK HP STEAM MANIFOLD | C01 | 08.08.25 |  | C01A | 30.12.25 |  |  |  |  | N | I.F.C | ISO
HP | PB | SB | CCP-W-B226-PI-140-ST-433-3 | #22 HRSG HP BYPASS VALVE BODY TO ATM. FLASH TANK HP STEAM MANIFOLD | C01 | 08.08.25 |  | C01A | 30.12.25 |  |  |  |  | N | I.F.C | ISO
HP | PB | SB | CCP-W-B226-PI-140-ST-433-4 | #22 HRSG HP BYPASS VALVE BODY TO ATM. FLASH TANK HP STEAM MANIFOLD | C01 | 08.08.25 |  | C01A | 30.12.25 |  |  |  |  | N | I.F.C | ISO
HP | PB | SB | CCP-W-B226-PI-140-ST-433-5 | #22 HRSG HP BYPASS VALVE BODY TO ATM. FLASH TANK HP STEAM MANIFOLD | C01 | 08.08.25 |  | C01A | 30.12.25 |  |  |  |  | N | I.F.C | ISO
HP | YARD | SB | CCP-W-B226-PI-140-ST-434-1 | #22 HRSG HP BYPASS WARM-UP TO #22 HRSG HP BYPASS WARM-UP | C01 | 08.08.25 |  | C01A | 30.12.25 |  |  |  |  | N | I.F.C | ISO
HP | PB | LB | CCP-W-B226-PI-140-ST-435-1 | HP STEAM HEADER TO STEAM TURBINE MSV A TO ATM. FLASH TANK HP STEAM HEADER | C01 | 28.03.25 | ATM.FLASH TANK AREA PIT ELEVATION 미확정 | C01A | 06.02.26 |  |  |  |  | N | I.F.C | ISO
HP | PB | LB | CCP-W-B226-PI-140-ST-435-2 | HP STEAM HEADER TO STEAM TURBINE MSV A TO ATM. FLASH TANK HP STEAM HEADER | C01 | 28.03.25 | ATM.FLASH TANK AREA PIT ELEVATION 미확정 | C01A | 06.02.26 |  |  |  |  | N | I.F.C | ISO
HP | PB | LB | CCP-W-B226-PI-140-ST-436-1 | HP STEAM HEADER TO STEAM TURBINE MSV B TO ATM. FLASH TANK HP STEAM HEADER | C01 | 28.03.25 | ATM.FLASH TANK AREA PIT ELEVATION 미확정 | [6 empty] | N | I.F.C | ISO
HP | PB | SB | CCP-W-B226-PI-140-ST-437-1 | STEAM TURBINE MSV A TO ATM. FLASH TANK HP STEAM MANIFOLD | C01 | 08.08.25 |  | C01A | 30.12.25 |  |  |  |  | N | I.F.C | ISO
HP | PB | SB | CCP-W-B226-PI-140-ST-438-1 | STEAM TURBINE MSV B TO ATM. FLASH TANK HP STEAM MANIFOLD | C01 | 08.08.25 |  | C01A | 30.12.25 |  |  |  |  | N | I.F.C | ISO
HP | YARD | LB | CCP-W-B226-PI-140-ST-451-1 | #21 HRSG HP STEAM BYPASS LINE DRAIN DRIP POT | C01 | 28.03.25 |  | C01A | 06.02.26 |  |  |  |  | N | I.F.C | ISO
HP | YARD | SB | CCP-W-B226-PI-140-ST-452-1 | #21 HRSG HP STEAM DRAIN DRIP POT TO #21 HRSG HP STEAM TRAP | C01 | 08.08.25 |  | C01A | 30.12.25 |  |  |  |  | N | I.F.C | ISO
HP | YARD | SB | CCP-W-B226-PI-140-ST-453-1 | #21 HRSG HP STEAM DRAIN DRIP POT TO #21 HRSG HP STEAM TRAP BYPASS | C01 | 08.08.25 |  | C01A | 30.12.25 |  |  |  |  | N | I.F.C | ISO
HP | YARD | SB | CCP-W-B226-PI-140-ST-454-1 | #21 HRSG HP STEAM TRAP TO ATM. FLASH TANK HP STEAM MANIFOLD | C01 | 08.08.25 |  | C01A | 30.12.25 |  |  |  |  | N | I.F.C | ISO
HP | YARD | SB | CCP-W-B226-PI-140-ST-454-2 | #21 HRSG HP STEAM TRAP TO ATM. FLASH TANK HP STEAM MANIFOLD | C01 | 08.08.25 |  | C01A | 30.12.25 |  |  |  |  | N | I.F.C | ISO
HP | PB | SB | CCP-W-B226-PI-140-ST-454-3 | #21 HRSG HP STEAM TRAP TO ATM. FLASH TANK HP STEAM MANIFOLD | C01 | 08.08.25 |  | C01A | 30.12.25 |  |  |  |  | N | I.F.C | ISO
HP | PB | SB | CCP-W-B226-PI-140-ST-454-4 | #21 HRSG HP STEAM TRAP TO ATM. FLASH TANK HP STEAM MANIFOLD | C01 | 08.08.25 |  | C01A | 30.12.25 |  |  |  |  | N | I.F.C | ISO
HP | PB | SB | CCP-W-B226-PI-140-ST-454-5 | #21 HRSG HP STEAM TRAP TO ATM. FLASH TANK HP STEAM MANIFOLD | C01 | 08.08.25 |  | C01A | 30.12.25 |  |  |  |  | N | I.F.C | ISO
HP | YARD | SB | CCP-W-B226-PI-140-ST-455-1 | #21 HRSG HP STEAM DRAIN DRIP POT TO DRAIN DRIP POT EMPTYING CAP | C01 | 08.08.25 |  | C01A | 30.12.25 |  |  |  |  | N | I.F.C | ISO
HP | YARD | LB | CCP-W-B226-PI-140-ST-461-1 | #2 HRSG HP STEAM BYPASS LINE #2 HRSG HP STEAM DRAIN DRIP POT | C01 | 28.03.25 | [7 empty] | N | I.F.C | ISO
HP | PB | SB | CCP-W-B226-PI-140-ST-462-1 | #22 HRSG HP STEAM DRAIN DRIP POT TO #22 HRSG HP STEAM TRAP | C01 | 08.08.25 |  | C01A | 30.12.25 |  |  |  |  | N | I.F.C | ISO
HP | PB | SB | CCP-W-B226-PI-140-ST-463-1 | #22 HRSG HP STEAM DRAIN DRIP POT TO #22 HRSG HP STEAM TRAP BYPASS | C01 | 08.08.25 |  | C01A | 30.12.25 |  |  |  |  | N | I.F.C | ISO
HP | PB | SB | CCP-W-B226-PI-140-ST-464-1 | #22 HRSG HP STEAM TRAP TO ATM. FLASH TANK HP STEAM MANIFOLD | C01 | 08.08.25 |  | C01A | 30.12.25 |  |  |  |  | N | I.F.C | ISO
HP | PB | SB | CCP-W-B226-PI-140-ST-464-2 | #22 HRSG HP STEAM TRAP TO ATM. FLASH TANK HP STEAM MANIFOLD | C01 | 08.08.25 |  | C01A | 30.12.25 |  |  |  |  | N | I.F.C | ISO
HP | PB | SB | CCP-W-B226-PI-140-ST-464-3 | #22 HRSG HP STEAM TRAP TO ATM. FLASH TANK HP STEAM MANIFOLD | C01 | 08.08.25 |  | C01A | 30.12.25 |  |  |  |  | N | I.F.C | ISO
HP | PB | SB | CCP-W-B226-PI-140-ST-464-4 | #22 HRSG HP STEAM TRAP TO ATM. FLASH TANK HP STEAM MANIFOLD | C01 | 08.08.25 |  | C01A | 30.12.25 |  |  |  |  | N | I.F.C | ISO
HP | PB | SB | CCP-W-B226-PI-140-ST-464-5 | #22 HRSG HP STEAM TRAP TO ATM. FLASH TANK HP STEAM MANIFOLD | C01 | 08.08.25 |  | C01A | 30.12.25 |  |  |  |  | N | I.F.C | ISO
HP | PB | SB | CCP-W-B226-PI-140-ST-464-6 | #22 HRSG HP STEAM TRAP TO ATM. FLASH TANK HP STEAM MANIFOLD | C01 | 08.08.25 |  | C01A | 30.12.25 |  |  |  |  | N | I.F.C | ISO
HP | PB | SB | CCP-W-B226-PI-140-ST-465-1 | #22 HRSG HP STEAM DRAIN DRIP POT TO DRAIN DRIP POT EMPTYING CAP | C01 | 08.08.25 |  | C01A | 30.12.25 |  |  |  |  | N | I.F.C | ISO
HP | PB | LB | CCP-W-B226-PI-140-ST-471-1 | #2 HRSG HP STEAM BYPASS LINE #2 HRSG HP STEAM DRAIN DRIP POT | C01 | 28.03.25 | [7 empty] | N | I.F.C | ISO
HP | PB | SB | CCP-W-B226-PI-140-ST-472-1 | #22 HRSG HP STEAM DRAIN DRIP POT TO #22 HRSG HP STEAM TRAP | C01 | 08.08.25 |  | C01A | 30.12.25 |  |  |  |  | N | I.F.C | ISO
HP | PB | SB | CCP-W-B226-PI-140-ST-473-1 | #22 HRSG HP STEAM DRAIN DRIP POT TO #22 HRSG HP STEAM TRAP BYPASS | C01 | 08.08.25 |  | C01A | 30.12.25 |  |  |  |  | N | I.F.C | ISO
HP | PB | SB | CCP-W-B226-PI-140-ST-474-1 | #22 HRSG HP STEAM TRAP TO ATM. FLASH TANK HP STEAM MANIFOLD | C01 | 08.08.25 |  | C01A | 30.12.25 |  |  |  |  | N | I.F.C | ISO
HP | PB | SB | CCP-W-B226-PI-140-ST-474-2 | #22 HRSG HP STEAM TRAP TO ATM. FLASH TANK HP STEAM MANIFOLD | C01 | 08.08.25 |  | C01A | 30.12.25 |  |  |  |  | N | I.F.C | ISO
HP | PB | SB | CCP-W-B226-PI-140-ST-474-3 | #22 HRSG HP STEAM TRAP TO ATM. FLASH TANK HP STEAM MANIFOLD | C01 | 08.08.25 |  | C01A | 30.12.25 |  |  |  |  | N | I.F.C | ISO
HP | PB | SB | CCP-W-B226-PI-140-ST-474-4 | #22 HRSG HP STEAM TRAP TO ATM. FLASH TANK HP STEAM MANIFOLD | C01 | 08.08.25 |  | C01A | 30.12.25 |  |  |  |  | N | I.F.C | ISO
HP | PB | SB | CCP-W-B226-PI-140-ST-475-1 | #22 HRSG HP STEAM DRAIN DRIP POT TO DRAIN DRIP POT EMPTYING CAP | C01 | 08.08.25 |  | C01A | 30.12.25 |  |  |  |  | N | I.F.C | ISO
HP | PB | LB | CCP-W-B226-PI-140-ST-481-1 | #22 HRSG HP STEAM BYPASS LINE DRAIN DRIP POT | C01 | 28.03.25 |  | C01A | 06.02.26 |  |  |  |  | N | I.F.C | ISO
HP | YARD | SB | CCP-W-B226-PI-140-ST-482-1 | #22 HRSG HP STEAM DRAIN DRIP POT TO #22 HRSG HP STEAM TRAP | C01 | 08.08.25 |  | C01A | 30.12.25 |  |  |  |  | N | I.F.C | ISO
HP | YARD | SB | CCP-W-B226-PI-140-ST-483-1 | #22 HRSG HP STEAM DRAIN DRIP POT TO #22 HRSG HP STEAM TRAP BYPASS | C01 | 08.08.25 |  | C01A | 30.12.25 |  |  |  |  | N | I.F.C | ISO
HP | YARD | SB | CCP-W-B226-PI-140-ST-484-1 | #22 HRSG HP STEAM TRAP TO ATM. FLASH TANK HP STEAM MANIFOLD | C01 | 08.08.25 |  | C01A | 30.12.25 |  |  |  |  | N | I.F.C | ISO
HP | YARD | SB | CCP-W-B226-PI-140-ST-484-2 | #22 HRSG HP STEAM TRAP TO ATM. FLASH TANK HP STEAM MANIFOLD | C01 | 08.08.25 |  | C01A | 30.12.25 |  |  |  |  | N | I.F.C | ISO
HP | PB | SB | CCP-W-B226-PI-140-ST-484-3 | #22 HRSG HP STEAM TRAP TO ATM. FLASH TANK HP STEAM MANIFOLD | C01 | 08.08.25 |  | C01A | 30.12.25 |  |  |  |  | N | I.F.C | ISO
HP | PB | SB | CCP-W-B226-PI-140-ST-484-4 | #22 HRSG HP STEAM TRAP TO ATM. FLASH TANK HP STEAM MANIFOLD | C01 | 08.08.25 |  | C01A | 30.12.25 |  |  |  |  | N | I.F.C | ISO
HP | PB | SB | CCP-W-B226-PI-140-ST-484-5 | #22 HRSG HP STEAM TRAP TO ATM. FLASH TANK HP STEAM MANIFOLD | C01 | 08.08.25 |  | C01A | 30.12.25 |  |  |  |  | N | I.F.C | ISO
HP | YARD | SB | CCP-W-B226-PI-140-ST-485-1 | #22 HRSG HP STEAM DRAIN DRIP POT TO DRAIN DRIP POT EMPTYING CAP | C01 | 08.08.25 |  | C01A | 30.12.25 |  |  |  |  | N | I.F.C | ISO
HP | PB | LB | CCP-W-B226-PI-140-ST-491-1 | COMMON HP STEAM HEADER DRAIN DRIP POT | C01 | 28.03.25 |  | C01A | 06.02.26 |  |  |  |  | N | I.F.C | ISO
HP | PB | SB | CCP-W-B226-PI-140-ST-492-1 | COMMON HP STEAM DRAIN DRIP POT TO ATM. FLASH TANK HP STEAM MANIFOLD | C01 | 08.08.25 |  | C01A | 30.12.25 |  |  |  |  | N | I.F.C | ISO
HP | PB | SB | CCP-W-B226-PI-140-ST-492-2 | COMMON HP STEAM DRAIN DRIP POT TO ATM. FLASH TANK HP STEAM MANIFOLD | C01 | 08.08.25 |  | C01A | 30.12.25 |  |  |  |  | N | I.F.C | ISO
HP | PB | SB | CCP-W-B226-PI-140-ST-492-3 | COMMON HP STEAM DRAIN DRIP POT TO ATM. FLASH TANK HP STEAM MANIFOLD | C01 | 08.08.25 |  | C01A | 30.12.25 |  |  |  |  | N | I.F.C | ISO
HP | PB | SB | CCP-W-B226-PI-140-ST-492-4 | COMMON HP STEAM DRAIN DRIP POT TO ATM. FLASH TANK HP STEAM MANIFOLD | C01 | 08.08.25 |  | C01A | 30.12.25 |  |  |  |  | N | I.F.C | ISO
HP | PB | SB | CCP-W-B226-PI-140-ST-492-5 | COMMON HP STEAM DRAIN DRIP POT TO ATM. FLASH TANK HP STEAM MANIFOLD | C01 | 08.08.25 |  | C01A | 30.12.25 |  |  |  |  | N | I.F.C | ISO
HP | PB | SB | CCP-W-B226-PI-140-ST-493-1 | COMMON HP STEAM DRAIN DRIP POT TO #22 HRSG HP STEAM TRAP BYPASS | C01 | 08.08.25 |  | C01A | 30.12.25 |  |  |  |  | N | I.F.C | ISO
HP | PB | SB | CCP-W-B226-PI-140-ST-494-1 | COMMON HP STEAM DRAIN DRIP POT TO DRAIN DRIP POT EMPTYING CAP | C01 | 08.08.25 |  | C01A | 30.12.25 |  |  |  |  | N | I.F.C | ISO
HP | PB | SB | CCP-W-B226-PI-140-ST-495-1 | COMMON HP STEAM DRAIN DRIP POT TO DRAIN DRIP POT EMPTYING CAP | C01 | 08.08.25 |  | C01A | 30.12.25 |  |  |  |  | N | I.F.C | ISO
HP | PB | SB | CCP-W-B226-PI-140-ST-496-1 | N2 GAS DISTRIBUTION TO DRAIN DRIP POT EMPTYING CAP | C01 | 08.08.25 |  | C01A | 30.12.25 |  |  |  |  | N | I.F.C | ISO
HP | PB | SB | CCP-W-B226-PI-140-ST-497-1 | HRSG HP STEAM DRAIN V/V TO ATM. FLASH TANK HP STEAM MANIFOLD | C01 | 08.08.25 |  | C01A | 30.12.25 |  |  |  |  | N | I.F.C | ISO
HP | PB | SB | CCP-W-B226-PI-140-ST-497-2 | HRSG HP STEAM DRAIN V/V TO ATM. FLASH TANK HP STEAM MANIFOLD | C01 | 08.08.25 |  | C01A | 30.12.25 |  |  |  |  | N | I.F.C | ISO
CD | YARD | SB | CCP-W-B227-PI-140-LC-013-1 | LP BYPASS VALVE SPRAY TEMP. CONTROL VALVE TO LP BYPASS ATTEMPERATOR | C01 | 25.08.25 |  | C01A | 30.12.25 |  |  |  |  | N | I.F.C | ISO
CD | YARD | SB | CCP-W-B227-PI-140-LC-014-1 | LP BYPASS VALVE SPRAY TEMP. CONTROL VALVE TO LP BYPASS ATTEMPERATOR | C01 | 25.08.25 |  | C01A | 30.12.25 |  |  |  |  | N | I.F.C | ISO
LP | PB | LB | CCP-W-B227-PI-140-LS-001-1 | #21 HRSG LP SUPERHEATER TP TO #21 HRSG LP SUPERHEATER NRV | C01 | 28.03.25 | FE 전후단 길이 | C01A | 06.02.26 |  |  |  |  | N | I.F.C | ISO
LP | PB | LB | CCP-W-B227-PI-140-LS-001-2 | #21 HRSG LP SUPERHEATER TP TO #21 HRSG LP SUPERHEATER NRV | C01 | 28.03.25 |  | C01A | 06.02.26 |  |  |  |  | N | I.F.C | ISO
LP | PB | LB | CCP-W-B227-PI-140-LS-002-1 | #22 HRSG LP SUPERHEATER TP TO #22 HRSG LP SUPERHEATER NRV | C01 | 28.03.25 | FE 전후단 길이 | C01A | 06.02.26 |  |  |  |  | N | I.F.C | ISO
LP | PB | LB | CCP-W-B227-PI-140-LS-002-2 | #22 HRSG LP SUPERHEATER TP TO #22 HRSG LP SUPERHEATER NRV | C01 | 28.03.25 |  | C01A | 06.02.26 |  |  |  |  | N | I.F.C | ISO
LP | PB | LB | CCP-W-B227-PI-140-LS-003-1 | #21 HRSG LP STEAM HEADERTO #21 LP BYPASS VALVE UPSTREAM | C01 | 28.03.25 |  | C01A | 06.02.26 |  |  |  |  | N | I.F.C | ISO
LP | PB | LB | CCP-W-B227-PI-140-LS-003-2 | #21 HRSG LP STEAM HEADERTO #21 LP BYPASS VALVE UPSTREAM | C01 | 28.03.25 | VENT 배관 ROUTING 미확정 | C01A | 06.02.26 |  |  |  |  | N | I.F.C | ISO
LP | PB | LB | CCP-W-B227-PI-140-LS-003-3 | #21 HRSG LP STEAM HEADERTO #21 LP BYPASS VALVE UPSTREAM | C01 | 28.03.25 | SUPPORT LOCATION 및 TYPE 미확정 | C01A | 06.02.26 |  |  |  |  | N | I.F.C | ISO
LP | PB | LB | CCP-W-B227-PI-140-LS-004-1 | #22 HRSG LP STEAM HEADERTO #22 LP BYPASS VALVE UPSTREAM | C01 | 28.03.25 |  | C01A | 06.02.26 |  |  |  |  | N | I.F.C | ISO
LP | PB | LB | CCP-W-B227-PI-140-LS-004-2 | #22 HRSG LP STEAM HEADERTO #22 LP BYPASS VALVE UPSTREAM | C01 | 28.03.25 | VENT 배관 ROUTING 미확정 | C01A | 06.02.26 |  |  |  |  | N | I.F.C | ISO
LP | PB | LB | CCP-W-B227-PI-140-LS-004-3 | #22 HRSG LP STEAM HEADERTO #22 LP BYPASS VALVE UPSTREAM | C01 | 28.03.25 | VENT 배관 ROUTING 미확정 | C01A | 06.02.26 |  |  |  |  | N | I.F.C | ISO
LP | PB | LB | CCP-W-B227-PI-140-LS-004-4 | #22 HRSG LP STEAM HEADERTO #22 LP BYPASS VALVE UPSTREAM | C01 | 28.03.25 | VENT 배관 ROUTING 미확정 | C01A | 06.02.26 |  |  |  |  | N | I.F.C | ISO
LP | PB / YARD | LB | CCP-W-B227-PI-140-LS-004-5 | #22 HRSG LP STEAM HEADERTO #22 LP BYPASS VALVE UPSTREAM | C01 | 28.03.25 | SUPPORT LOCATION 및 TYPE 미확정 | C01A | 06.02.26 |  |  |  |  | N | I.F.C | ISO
LP | YARD | LB | CCP-W-B227-PI-140-LS-005-1 | #21 LP BYPASS VALVE DOWNSTREAMTO AIR COOLED CONDENSER DUMP TUBE | C01 | 28.03.25 | SUPPORT LOCATION 및 TYPE 미확정 | C01A | 06.02.26 |  |  |  |  | N | I.F.C | ISO
LP | PB | LB | CCP-W-B227-PI-140-LS-006-1 | #22 LP BYPASS VALVE DOWNSTREAMTO AIR COOLED CONDENSER DUMP TUBE | C01 | 28.03.25 | SUPPORT LOCATION 및 TYPE 미확정 | C01A | 06.02.26 |  |  |  |  | N | I.F.C | ISO
LP | PB | LB | CCP-W-B227-PI-140-LS-007-1 | #21 HRSG LP SUPERHEATER NRVTO COMMON LP STEAM HEADER | C01 | 28.03.25 |  | C01A | 06.02.26 |  |  |  |  | N | I.F.C | ISO
LP | PB | LB | CCP-W-B227-PI-140-LS-008-1 | #22 HRSG LP SUPERHEATER NRVTO COMMON LP STEAM HEADER | C01 | 28.03.25 |  | C01A | 06.02.26 |  |  |  |  | N | I.F.C | ISO
LP | PB | LB | CCP-W-B227-PI-140-LS-008-2 | #22 HRSG LP SUPERHEATER NRVTO COMMON LP STEAM HEADER | C01 | 28.03.25 | VENT 배관 ROUTING 미확정 | C01A | 06.02.26 |  |  |  |  | N | I.F.C | ISO
LP | PB | LB | CCP-W-B227-PI-140-LS-011-1 | COMMON LP STEAM HEADERTO STEAM TURBINE ADMISSION STOP VALVE TP | C01 | 28.03.25 |  | C01A | 06.02.26 |  |  |  |  | N | I.F.C | ISO
LP | PB | LB | CCP-W-B227-PI-140-LS-011-2 | COMMON LP STEAM HEADERTO STEAM TURBINE ADMISSION STOP VALVE TP | C01 | 28.03.25 | VENT 배관 ROUTING 미확정 | C01A | 06.02.26 |  |  |  |  | N | I.F.C | ISO
LP | PB | LB | CCP-W-B227-PI-140-LS-011-3 | COMMON LP STEAM HEADERTO STEAM TURBINE ADMISSION STOP VALVE TP | C01 | 28.03.25 |  | C01A | 06.02.26 |  |  |  |  | N | I.F.C | ISO
LP | PB | LB | CCP-W-B227-PI-140-LS-011-4 | COMMON LP STEAM HEADERTO STEAM TURBINE ADMISSION STOP VALVE TP | C01 | 28.03.25 |  | C01A | 06.02.26 |  |  |  |  | N | I.F.C | ISO
LP | PB | LB | CCP-W-B227-PI-140-ST-401-1 | #21 HRSG HP STEAM HEADER DRAIN DRIP POT | C01 | 28.03.25 |  | C01A | 06.02.26 |  |  |  |  | N | I.F.C | ISO
LP | PB | LB | CCP-W-B227-PI-140-ST-402-1 | #22 HRSG HP STEAM HEADER DRAIN DRIP POT | C01 | 28.03.25 |  | C01A | 06.02.26 |  |  |  |  | N | I.F.C | ISO
LP | PB | SB | CCP-W-B227-PI-140-ST-403-1 | #21 HRSG LP STEAM DRAIN DRIP POT TO #21 HRSG HP STEAM DRAIN MOV | C01 | 08.08.25 |  | C01A | 30.12.25 |  |  |  |  | N | I.F.C | ISO
LP | PB | SB | CCP-W-B227-PI-140-ST-403-2 | #21 HRSG LP STEAM DRAIN DRIP POT TO #21 HRSG HP STEAM DRAIN MOV | C01 | 08.08.25 |  | C01A | 30.12.25 |  |  |  |  | N | I.F.C | ISO
LP | PB | SB | CCP-W-B227-PI-140-ST-403-3 | #21 HRSG LP STEAM DRAIN DRIP POT TO #21 HRSG HP STEAM DRAIN MOV | C01 | 08.08.25 |  | C01A | 30.12.25 |  |  |  |  | N | I.F.C | ISO
LP | PB | SB | CCP-W-B227-PI-140-ST-404-1 | #22 HRSG LP STEAM DRAIN DRIP POT TO #22 HRSG HP STEAM DRAIN MOV | C01 | 08.08.25 |  | C01A | 30.12.25 |  |  |  |  | N | I.F.C | ISO
LP | PB | SB | CCP-W-B227-PI-140-ST-404-2 | #22 HRSG LP STEAM DRAIN DRIP POT TO #22 HRSG HP STEAM DRAIN MOV | C01 | 08.08.25 |  | C01A | 30.12.25 |  |  |  |  | N | I.F.C | ISO
LP | PB | SB | CCP-W-B227-PI-140-ST-404-3 | #22 HRSG LP STEAM DRAIN DRIP POT TO #22 HRSG HP STEAM DRAIN MOV | C01 | 08.08.25 |  | C01A | 30.12.25 |  |  |  |  | N | I.F.C | ISO
LP | PB | SB | CCP-W-B227-PI-140-ST-405-1 | #21 HRSG LP STEAM DRAIN DRIP POT TO DRAIN DRIP POT EMPTYING CAP | C01 | 08.08.25 |  | C01A | 30.12.25 |  |  |  |  | N | I.F.C | ISO
LP | PB | SB | CCP-W-B227-PI-140-ST-406-1 | #22 HRSG LP STEAM DRAIN DRIP POT TO DRAIN DRIP POT EMPTYING CAP | C01 | 08.08.25 |  | C01A | 30.12.25 |  |  |  |  | N | I.F.C | ISO
LP | YARD | SB | CCP-W-B227-PI-140-ST-407-1 | #21 LP BYPASS VALVE BODY TO ATM. FLASH TANK AUX STEAM MANIFOLD | C01 | 08.08.25 |  | C01A | 30.12.25 |  |  |  |  | N | I.F.C | ISO
LP | YARD | SB | CCP-W-B227-PI-140-ST-407-2 | #21 LP BYPASS VALVE BODY TO ATM. FLASH TANK AUX STEAM MANIFOLD | C01 | 08.08.25 |  | C01A | 30.12.25 |  |  |  |  | N | I.F.C | ISO
LP | YARD | SB | CCP-W-B227-PI-140-ST-407-3 | #21 LP BYPASS VALVE BODY TO ATM. FLASH TANK AUX STEAM MANIFOLD | C01 | 08.08.25 |  | C01A | 30.12.25 |  |  |  |  | N | I.F.C | ISO
LP | PB | SB | CCP-W-B227-PI-140-ST-407-4 | #21 LP BYPASS VALVE BODY TO ATM. FLASH TANK AUX STEAM MANIFOLD | C01 | 08.08.25 |  | C01A | 30.12.25 |  |  |  |  | N | I.F.C | ISO
LP | PB | SB | CCP-W-B227-PI-140-ST-407-5 | #21 LP BYPASS VALVE BODY TO ATM. FLASH TANK AUX STEAM MANIFOLD | C01 | 08.08.25 |  | C01A | 30.12.25 |  |  |  |  | N | I.F.C | ISO
LP | PB | SB | CCP-W-B227-PI-140-ST-407-6 | #21 LP BYPASS VALVE BODY TO ATM. FLASH TANK AUX STEAM MANIFOLD | C01 | 08.08.25 |  | C01A | 30.12.25 |  |  |  |  | N | I.F.C | ISO
LP | PB | SB | CCP-W-B227-PI-140-ST-408-1 | #22 LP BYPASS VALVE BODY TO ATM. FLASH TANK AUX STEAM MANIFOLD | C01 | 08.08.25 |  | C01A | 30.12.25 |  |  |  |  | N | I.F.C | ISO
LP | YARD | SB | CCP-W-B227-PI-140-ST-408-2 | #22 LP BYPASS VALVE BODY TO ATM. FLASH TANK AUX STEAM MANIFOLD | C01 | 08.08.25 |  | C01A | 30.12.25 |  |  |  |  | N | I.F.C | ISO
LP | YARD | SB | CCP-W-B227-PI-140-ST-408-3 | #22 LP BYPASS VALVE BODY TO ATM. FLASH TANK AUX STEAM MANIFOLD | C01 | 08.08.25 |  | C01A | 30.12.25 |  |  |  |  | N | I.F.C | ISO
LP | PB | SB | CCP-W-B227-PI-140-ST-408-4 | #22 LP BYPASS VALVE BODY TO ATM. FLASH TANK AUX STEAM MANIFOLD | C01 | 08.08.25 |  | C01A | 30.12.25 |  |  |  |  | N | I.F.C | ISO
LP | PB | SB | CCP-W-B227-PI-140-ST-408-5 | #22 LP BYPASS VALVE BODY TO ATM. FLASH TANK AUX STEAM MANIFOLD | C01 | 08.08.25 |  | C01A | 30.12.25 |  |  |  |  | N | I.F.C | ISO
LP | PB | SB | CCP-W-B227-PI-140-ST-408-6 | #22 LP BYPASS VALVE BODY TO ATM. FLASH TANK AUX STEAM MANIFOLD | C01 | 08.08.25 |  | C01A | 30.12.25 |  |  |  |  | N | I.F.C | ISO
LP | YARD | SB | CCP-W-B227-PI-140-ST-409-5 | #21 LP BYPASS V/V BODY DRAIN LINE TO #21 LP BYPASS V/V BODY DRAIN STEAM TRAP | C01 | 08.08.25 |  | C01A | 30.12.25 |  |  |  |  | N | I.F.C | ISO
LP | YARD | SB | CCP-W-B227-PI-140-ST-410-5 | #22 LP BYPASS VALVE BODY DRAIN LINE TO #22 LP BYPASS VALVE BODY DRAIN BYPASS | C01 | 08.08.25 |  | C01A | 30.12.25 |  |  |  |  | N | I.F.C | ISO
LP | PB | SB | CCP-W-B227-PI-140-ST-411-1 | #21 HRSG LP STEAM HEADER TO #21 HRSG LP STEAM DRAIN MOV | C01 | 08.08.25 |  | C01A | 30.12.25 |  |  |  |  | N | I.F.C | ISO
LP | PB | SB | CCP-W-B227-PI-140-ST-412-1 | #22 HRSG LP STEAM HEADER TO #22 HRSG LP STEAM DRAIN MOV | C01 | 08.08.25 |  | C01A | 30.12.25 |  |  |  |  | N | I.F.C | ISO
LP | PB | SB | CCP-W-B227-PI-140-ST-413-1 | #21 HRSG LP STEAM DRAIN MOV TO ATM. FLASH TANK LP STEAM MANIFOLD | C01 | 08.08.25 |  | C01A | 30.12.25 |  |  |  |  | N | I.F.C | ISO
LP | PB | SB | CCP-W-B227-PI-140-ST-413-2 | #21 HRSG LP STEAM DRAIN MOV TO ATM. FLASH TANK LP STEAM MANIFOLD | C01 | 08.08.25 |  | C01A | 30.12.25 |  |  |  |  | N | I.F.C | ISO
LP | PB | SB | CCP-W-B227-PI-140-ST-413-3 | #21 HRSG LP STEAM DRAIN MOV TO ATM. FLASH TANK LP STEAM MANIFOLD | C01 | 08.08.25 |  | C01A | 30.12.25 |  |  |  |  | N | I.F.C | ISO
LP | PB | SB | CCP-W-B227-PI-140-ST-414-1 | #22 HRSG LP STEAM DRAIN MOV TO ATM. FLASH TANK LP STEAM MANIFOLD | C01 | 08.08.25 |  | C01A | 30.12.25 |  |  |  |  | N | I.F.C | ISO
LP | PB | SB | CCP-W-B227-PI-140-ST-414-2 | #22 HRSG LP STEAM DRAIN MOV TO ATM. FLASH TANK LP STEAM MANIFOLD | C01 | 08.08.25 |  | C01A | 30.12.25 |  |  |  |  | N | I.F.C | ISO
LP | PB | SB | CCP-W-B227-PI-140-ST-414-3 | #22 HRSG LP STEAM DRAIN MOV TO ATM. FLASH TANK LP STEAM MANIFOLD | C01 | 08.08.25 |  | C01A | 30.12.25 |  |  |  |  | N | I.F.C | ISO
LP | PB | LB | CCP-W-B227-PI-140-ST-426-1 | #21 HRSG LP STEAM BYPASS LINE DRAIN DRIP POT | C01 | 28.03.25 |  | C01A | 06.02.26 |  |  |  |  | N | I.F.C | ISO
LP | PB | SB | CCP-W-B227-PI-140-ST-427-1 | #21 HRSG LP STEAM DRAIN DRIP POT TO #21 HRSG LP STEAM TRAP | C01 | 08.08.25 |  | C01A | 30.12.25 |  |  |  |  | N | I.F.C | ISO
LP | PB | SB | CCP-W-B227-PI-140-ST-428-1 | #21 HRSG LP STEAM TRAP TO #21 HRSG LP STEAM TRAP BYPASS | C01 | 08.08.25 |  | C01A | 30.12.25 |  |  |  |  | N | I.F.C | ISO
LP | PB | SB | CCP-W-B227-PI-140-ST-429-1 | #21 HRSG LP STEAM TRAP TO ATM. FLASH TANK LP STEAM MANIFOLD | C01 | 08.08.25 |  | C01A | 30.12.25 |  |  |  |  | N | I.F.C | ISO
LP | PB | SB | CCP-W-B227-PI-140-ST-429-2 | #21 HRSG LP STEAM TRAP TO ATM. FLASH TANK LP STEAM MANIFOLD | C01 | 08.08.25 |  | C01A | 30.12.25 |  |  |  |  | N | I.F.C | ISO
LP | PB | SB | CCP-W-B227-PI-140-ST-429-3 | #21 HRSG LP STEAM TRAP TO ATM. FLASH TANK LP STEAM MANIFOLD | C01 | 08.08.25 |  | C01A | 30.12.25 |  |  |  |  | N | I.F.C | ISO
LP | PB | SB | CCP-W-B227-PI-140-ST-429-4 | #21 HRSG LP STEAM TRAP TO ATM. FLASH TANK LP STEAM MANIFOLD | C01 | 08.08.25 |  | C01A | 30.12.25 |  |  |  |  | N | I.F.C | ISO
LP | PB | SB | CCP-W-B227-PI-140-ST-429-5 | #21 HRSG LP STEAM TRAP TO ATM. FLASH TANK LP STEAM MANIFOLD | C01 | 08.08.25 |  | C01A | 30.12.25 |  |  |  |  | N | I.F.C | ISO
LP | PB | SB | CCP-W-B227-PI-140-ST-430-1 | #21 HRSG LP STEAM TRAP TO DRAIN DRIP POT EMPTYING CAP | C01 | 08.08.25 |  | C01A | 30.12.25 |  |  |  |  | N | I.F.C | ISO
LP | YARD | LB | CCP-W-B227-PI-140-ST-431-1 | #21 HRSG LP STEAM BYPASS LINE DRAIN DRIP POT | C01 | 28.03.25 |  | C01A | 06.02.26 |  |  |  |  | N | I.F.C | ISO
LP | YARD | SB | CCP-W-B227-PI-140-ST-432-1 | #21 HRSG LP STEAM DRAIN DRIP POT TO #21 HRSG LP STEAM TRAP | C01 | 08.08.25 |  | C01A | 30.12.25 |  |  |  |  | N | I.F.C | ISO
LP | YARD | SB | CCP-W-B227-PI-140-ST-433-1 | #21 HRSG LP STEAM TRAP TO #21 HRSG LP STEAM TRAP BYPASS | C01 | 08.08.25 |  | C01A | 30.12.25 |  |  |  |  | N | I.F.C | ISO
LP | YARD | SB | CCP-W-B227-PI-140-ST-434-1 | #21 HRSG LP STEAM TRAP TO ATM. FLASH TANK LP STEAM MANIFOLD | C01 | 08.08.25 |  | C01A | 30.12.25 |  |  |  |  | N | I.F.C | ISO
LP | YARD | SB | CCP-W-B227-PI-140-ST-434-2 | #21 HRSG LP STEAM TRAP TO ATM. FLASH TANK LP STEAM MANIFOLD | C01 | 08.08.25 |  | C01A | 30.12.25 |  |  |  |  | N | I.F.C | ISO
LP | YARD | SB | CCP-W-B227-PI-140-ST-434-3 | #21 HRSG LP STEAM TRAP TO ATM. FLASH TANK LP STEAM MANIFOLD | C01 | 08.08.25 |  | C01A | 30.12.25 |  |  |  |  | N | I.F.C | ISO
LP | PB | SB | CCP-W-B227-PI-140-ST-434-4 | #21 HRSG LP STEAM TRAP TO ATM. FLASH TANK LP STEAM MANIFOLD | C01 | 08.08.25 |  | C01A | 30.12.25 |  |  |  |  | N | I.F.C | ISO
LP | PB | SB | CCP-W-B227-PI-140-ST-434-5 | #21 HRSG LP STEAM TRAP TO ATM. FLASH TANK LP STEAM MANIFOLD | C01 | 08.08.25 |  | C01A | 30.12.25 |  |  |  |  | N | I.F.C | ISO
LP | PB | SB | CCP-W-B227-PI-140-ST-434-6 | #21 HRSG LP STEAM TRAP TO ATM. FLASH TANK LP STEAM MANIFOLD | C01 | 08.08.25 |  | C01A | 30.12.25 |  |  |  |  | N | I.F.C | ISO
LP | YARD | SB | CCP-W-B227-PI-140-ST-435-1 | #21 HRSG LP STEAM TRAP TO DRAIN DRIP POT EMPTYING CAP | C01 | 08.08.25 |  | C01A | 30.12.25 |  |  |  |  | N | I.F.C | ISO
LP | PB | LB | CCP-W-B227-PI-140-ST-436-1 | #22 HRSG LP STEAM BYPASS LINE DRAIN DRIP POT | C01 | 28.03.25 |  | C01A | 06.02.26 |  |  |  |  | N | I.F.C | ISO
LP | PB | SB | CCP-W-B227-PI-140-ST-437-1 | #22 HRSG LP STEAM DRAIN DRIP POT TO #22 HRSG LP STEAM TRAP | C01 | 08.08.25 |  | C01A | 30.12.25 |  |  |  |  | N | I.F.C | ISO
LP | PB | SB | CCP-W-B227-PI-140-ST-438-1 | #22 HRSG LP STEAM TRAP TO #22 HRSG LP STEAM TRAP BYPASS | C01 | 08.08.25 |  | C01A | 30.12.25 |  |  |  |  | N | I.F.C | ISO
LP | PB | SB | CCP-W-B227-PI-140-ST-439-10 | #22 HRSG LP STEAM TRAP TO ATM. FLASH TANK LP STEAM MANIFOLD | C01 | 08.08.25 |  | C01A | 30.12.25 |  |  |  |  | N | I.F.C | ISO
LP | PB | SB | CCP-W-B227-PI-140-ST-439-1 | #22 HRSG LP STEAM TRAP TO ATM. FLASH TANK LP STEAM MANIFOLD | C01 | 08.08.25 |  | C01A | 30.12.25 |  |  |  |  | N | I.F.C | ISO
LP | PB | SB | CCP-W-B227-PI-140-ST-439-2 | #22 HRSG LP STEAM TRAP TO ATM. FLASH TANK LP STEAM MANIFOLD | C01 | 08.08.25 |  | C01A | 30.12.25 |  |  |  |  | N | I.F.C | ISO
LP | PB | SB | CCP-W-B227-PI-140-ST-439-3 | #22 HRSG LP STEAM TRAP TO ATM. FLASH TANK LP STEAM MANIFOLD | C01 | 08.08.25 |  | C01A | 30.12.25 |  |  |  |  | N | I.F.C | ISO
LP | PB | SB | CCP-W-B227-PI-140-ST-439-4 | #22 HRSG LP STEAM TRAP TO ATM. FLASH TANK LP STEAM MANIFOLD | C01 | 08.08.25 |  | C01A | 30.12.25 |  |  |  |  | N | I.F.C | ISO
LP | PB | SB | CCP-W-B227-PI-140-ST-439-5 | #22 HRSG LP STEAM TRAP TO ATM. FLASH TANK LP STEAM MANIFOLD | C01 | 08.08.25 |  | C01A | 30.12.25 |  |  |  |  | N | I.F.C | ISO
LP | PB | SB | CCP-W-B227-PI-140-ST-439-6 | #22 HRSG LP STEAM TRAP TO ATM. FLASH TANK LP STEAM MANIFOLD | C01 | 08.08.25 |  | C01A | 30.12.25 |  |  |  |  | N | I.F.C | ISO
LP | PB | SB | CCP-W-B227-PI-140-ST-439-7 | #22 HRSG LP STEAM TRAP TO ATM. FLASH TANK LP STEAM MANIFOLD | C01 | 08.08.25 |  | C01A | 30.12.25 |  |  |  |  | N | I.F.C | ISO
LP | PB | SB | CCP-W-B227-PI-140-ST-439-8 | #22 HRSG LP STEAM TRAP TO ATM. FLASH TANK LP STEAM MANIFOLD | C01 | 08.08.25 |  | C01A | 30.12.25 |  |  |  |  | N | I.F.C | ISO
LP | PB | SB | CCP-W-B227-PI-140-ST-439-9 | #22 HRSG LP STEAM TRAP TO ATM. FLASH TANK LP STEAM MANIFOLD | C01 | 08.08.25 |  | C01A | 30.12.25 |  |  |  |  | N | I.F.C | ISO
LP | PB | SB | CCP-W-B227-PI-140-ST-440-1 | #22 HRSG LP STEAM TRAP TO DRAIN DRIP POT EMPTYING CAP | C01 | 08.08.25 |  | C01A | 30.12.25 |  |  |  |  | N | I.F.C | ISO
LP | PB | LB | CCP-W-B227-PI-140-ST-441-1 | #22 HRSG LP STEAM BYPASS LINE DRAIN DRIP POT | C01 | 28.03.25 |  | C01A | 06.02.26 |  |  |  |  | N | I.F.C | ISO
LP | PB | SB | CCP-W-B227-PI-140-ST-442-1 | #22 HRSG LP STEAM DRAIN DRIP POT TO #22 HRSG LP STEAM TRAP | C01 | 08.08.25 |  | C01A | 30.12.25 |  |  |  |  | N | I.F.C | ISO
LP | PB | SB | CCP-W-B227-PI-140-ST-443-1 | #22 HRSG LP STEAM TRAP TO #22 HRSG LP STEAM TRAP BYPASS | C01 | 08.08.25 |  | C01A | 30.12.25 |  |  |  |  | N | I.F.C | ISO
LP | PB | SB | CCP-W-B227-PI-140-ST-444-1 | #22 HRSG LP STEAM TRAP TO ATM. FLASH TANK LP STEAM MANIFOLD | C01 | 08.08.25 |  | C01A | 30.12.25 |  |  |  |  | N | I.F.C | ISO
LP | PB | SB | CCP-W-B227-PI-140-ST-444-2 | #22 HRSG LP STEAM TRAP TO ATM. FLASH TANK LP STEAM MANIFOLD | C01 | 08.08.25 |  | C01A | 30.12.25 |  |  |  |  | N | I.F.C | ISO
LP | PB | SB | CCP-W-B227-PI-140-ST-444-3 | #22 HRSG LP STEAM TRAP TO ATM. FLASH TANK LP STEAM MANIFOLD | C01 | 08.08.25 |  | C01A | 30.12.25 |  |  |  |  | N | I.F.C | ISO
LP | PB | SB | CCP-W-B227-PI-140-ST-444-4 | #22 HRSG LP STEAM TRAP TO ATM. FLASH TANK LP STEAM MANIFOLD | C01 | 08.08.25 |  | C01A | 30.12.25 |  |  |  |  | N | I.F.C | ISO
LP | PB | SB | CCP-W-B227-PI-140-ST-444-5 | #22 HRSG LP STEAM TRAP TO ATM. FLASH TANK LP STEAM MANIFOLD | C01 | 08.08.25 |  | C01A | 30.12.25 |  |  |  |  | N | I.F.C | ISO
LP | PB | SB | CCP-W-B227-PI-140-ST-444-6 | #22 HRSG LP STEAM TRAP TO ATM. FLASH TANK LP STEAM MANIFOLD | C01 | 08.08.25 |  | C01A | 30.12.25 |  |  |  |  | N | I.F.C | ISO
LP | PB | SB | CCP-W-B227-PI-140-ST-444-7 | #22 HRSG LP STEAM TRAP TO ATM. FLASH TANK LP STEAM MANIFOLD | C01 | 08.08.25 |  | C01A | 30.12.25 |  |  |  |  | N | I.F.C | ISO
LP | PB | SB | CCP-W-B227-PI-140-ST-444-8 | #22 HRSG LP STEAM TRAP TO ATM. FLASH TANK LP STEAM MANIFOLD | C01 | 08.08.25 |  | C01A | 30.12.25 |  |  |  |  | N | I.F.C | ISO
LP | PB | SB | CCP-W-B227-PI-140-ST-445-1 | #22 HRSG LP STEAM TRAP TO DRAIN DRIP POT EMPTYING CAP | C01 | 08.08.25 |  | C01A | 30.12.25 |  |  |  |  | N | I.F.C | ISO
LP | PB | LB | CCP-W-B227-PI-140-ST-446-1 | #22 HRSG LP STEAM BYPASS LINE DRAIN DRIP POT | C01 | 28.03.25 |  | C01A | 06.02.26 |  |  |  |  | N | I.F.C | ISO
LP | PB | SB | CCP-W-B227-PI-140-ST-447-1 | #22 HRSG LP STEAM DRAIN DRIP POT TO #22 HRSG LP STEAM TRAP | C01 | 08.08.25 |  | C01A | 30.12.25 |  |  |  |  | N | I.F.C | ISO
LP | PB | SB | CCP-W-B227-PI-140-ST-448-1 | #22 HRSG LP STEAM TRAP TO #22 HRSG LP STEAM TRAP BYPASS | C01 | 08.08.25 |  | C01A | 30.12.25 |  |  |  |  | N | I.F.C | ISO
LP | PB | SB | CCP-W-B227-PI-140-ST-449-1 | #22 HRSG LP STEAM TRAP TO ATM. FLASH TANK LP STEAM MANIFOLD | C01 | 08.08.25 |  | C01A | 30.12.25 |  |  |  |  | N | I.F.C | ISO
LP | PB | SB | CCP-W-B227-PI-140-ST-449-2 | #22 HRSG LP STEAM TRAP TO ATM. FLASH TANK LP STEAM MANIFOLD | C01 | 08.08.25 |  | C01A | 30.12.25 |  |  |  |  | N | I.F.C | ISO
LP | PB | SB | CCP-W-B227-PI-140-ST-449-3 | #22 HRSG LP STEAM TRAP TO ATM. FLASH TANK LP STEAM MANIFOLD | C01 | 08.08.25 |  | C01A | 30.12.25 |  |  |  |  | N | I.F.C | ISO
LP | PB | SB | CCP-W-B227-PI-140-ST-449-4 | #22 HRSG LP STEAM TRAP TO ATM. FLASH TANK LP STEAM MANIFOLD | C01 | 08.08.25 |  | C01A | 30.12.25 |  |  |  |  | N | I.F.C | ISO
LP | PB | SB | CCP-W-B227-PI-140-ST-449-5 | #22 HRSG LP STEAM TRAP TO ATM. FLASH TANK LP STEAM MANIFOLD | C01 | 08.08.25 |  | C01A | 30.12.25 |  |  |  |  | N | I.F.C | ISO
LP | PB | SB | CCP-W-B227-PI-140-ST-450-1 | #22 HRSG LP STEAM TRAP TO DRAIN DRIP POT EMPTYING CAP | C01 | 08.08.25 |  | C01A | 30.12.25 |  |  |  |  | N | I.F.C | ISO
LP | YARD | LB | CCP-W-B227-PI-140-ST-451-1 | #22 HRSG LP STEAM BYPASS LINE DRAIN DRIP POT | C01 | 28.03.25 |  | C01A | 06.02.26 |  |  |  |  | N | I.F.C | ISO
LP | YARD | SB | CCP-W-B227-PI-140-ST-452-1 | #22 HRSG LP STEAM DRAIN DRIP POT TO #22 HRSG LP STEAM TRAP | C01 | 08.08.25 |  | C01A | 30.12.25 |  |  |  |  | N | I.F.C | ISO
LP | YARD | SB | CCP-W-B227-PI-140-ST-453-1 | #22 HRSG LP STEAM TRAP TO #22 HRSG LP STEAM TRAP BYPASS | C01 | 08.08.25 |  | C01A | 30.12.25 |  |  |  |  | N | I.F.C | ISO
LP | YARD | SB | CCP-W-B227-PI-140-ST-454-1 | #22 HRSG LP STEAM TRAP TO ATM. FLASH TANK LP STEAM MANIFOLD | C01 | 08.08.25 |  | C01A | 30.12.25 |  |  |  |  | N | I.F.C | ISO
LP | YARD | SB | CCP-W-B227-PI-140-ST-454-2 | #22 HRSG LP STEAM TRAP TO ATM. FLASH TANK LP STEAM MANIFOLD | C01 | 08.08.25 |  | C01A | 30.12.25 |  |  |  |  | N | I.F.C | ISO
LP | YARD | SB | CCP-W-B227-PI-140-ST-454-3 | #22 HRSG LP STEAM TRAP TO ATM. FLASH TANK LP STEAM MANIFOLD | C01 | 08.08.25 |  | C01A | 30.12.25 |  |  |  |  | N | I.F.C | ISO
LP | PB | SB | CCP-W-B227-PI-140-ST-454-4 | #22 HRSG LP STEAM TRAP TO ATM. FLASH TANK LP STEAM MANIFOLD | C01 | 08.08.25 |  | C01A | 30.12.25 |  |  |  |  | N | I.F.C | ISO
LP | PB | SB | CCP-W-B227-PI-140-ST-454-5 | #22 HRSG LP STEAM TRAP TO ATM. FLASH TANK LP STEAM MANIFOLD | C01 | 08.08.25 |  | C01A | 30.12.25 |  |  |  |  | N | I.F.C | ISO
LP | PB | SB | CCP-W-B227-PI-140-ST-454-6 | #22 HRSG LP STEAM TRAP TO ATM. FLASH TANK LP STEAM MANIFOLD | C01 | 08.08.25 |  | C01A | 30.12.25 |  |  |  |  | N | I.F.C | ISO
LP | YARD | SB | CCP-W-B227-PI-140-ST-455-1 | #22 HRSG LP STEAM TRAP TO DRAIN DRIP POT EMPTYING CAP | C01 | 08.08.25 |  | C01A | 30.12.25 |  |  |  |  | N | I.F.C | ISO
LP | PB | LB | CCP-W-B227-PI-140-ST-466-1 | #22 HRSG LP STEAM HEADER DRAIN DRIP POT | C01 | 28.03.25 |  | C01A | 06.02.26 |  |  |  |  | N | I.F.C | ISO
LP | PB | SB | CCP-W-B227-PI-140-ST-467-10 | #22 HRSG LP STEAM DRAIN DRIP POT TO ATM. FLASH TANK LP STEAM MANIFOLD | C01 | 08.08.25 |  | C01A | 30.12.25 |  |  |  |  | N | I.F.C | ISO
LP | PB | SB | CCP-W-B227-PI-140-ST-467-1 | #22 HRSG LP STEAM DRAIN DRIP POT TO ATM. FLASH TANK LP STEAM MANIFOLD | C01 | 08.08.25 |  | C01A | 30.12.25 |  |  |  |  | N | I.F.C | ISO
LP | PB | SB | CCP-W-B227-PI-140-ST-467-2 | #22 HRSG LP STEAM DRAIN DRIP POT TO ATM. FLASH TANK LP STEAM MANIFOLD | C01 | 08.08.25 |  | C01A | 30.12.25 |  |  |  |  | N | I.F.C | ISO
LP | PB | SB | CCP-W-B227-PI-140-ST-467-3 | #22 HRSG LP STEAM DRAIN DRIP POT TO ATM. FLASH TANK LP STEAM MANIFOLD | C01 | 08.08.25 |  | C01A | 30.12.25 |  |  |  |  | N | I.F.C | ISO
LP | PB | SB | CCP-W-B227-PI-140-ST-467-4 | #22 HRSG LP STEAM DRAIN DRIP POT TO ATM. FLASH TANK LP STEAM MANIFOLD | C01 | 08.08.25 |  | C01A | 30.12.25 |  |  |  |  | N | I.F.C | ISO
LP | PB | SB | CCP-W-B227-PI-140-ST-467-5 | #22 HRSG LP STEAM DRAIN DRIP POT TO ATM. FLASH TANK LP STEAM MANIFOLD | C01 | 08.08.25 |  | C01A | 30.12.25 |  |  |  |  | N | I.F.C | ISO
LP | PB | SB | CCP-W-B227-PI-140-ST-467-6 | #22 HRSG LP STEAM DRAIN DRIP POT TO ATM. FLASH TANK LP STEAM MANIFOLD | C01 | 08.08.25 |  | C01A | 30.12.25 |  |  |  |  | N | I.F.C | ISO
LP | PB | SB | CCP-W-B227-PI-140-ST-467-7 | #22 HRSG LP STEAM DRAIN DRIP POT TO ATM. FLASH TANK LP STEAM MANIFOLD | C01 | 08.08.25 |  | C01A | 30.12.25 |  |  |  |  | N | I.F.C | ISO
LP | PB | SB | CCP-W-B227-PI-140-ST-467-8 | #22 HRSG LP STEAM DRAIN DRIP POT TO ATM. FLASH TANK LP STEAM MANIFOLD | C01 | 08.08.25 |  | C01A | 30.12.25 |  |  |  |  | N | I.F.C | ISO
LP | PB | SB | CCP-W-B227-PI-140-ST-467-9 | #22 HRSG LP STEAM DRAIN DRIP POT TO ATM. FLASH TANK LP STEAM MANIFOLD | C01 | 08.08.25 |  | C01A | 30.12.25 |  |  |  |  | N | I.F.C | ISO
LP | PB | SB | CCP-W-B227-PI-140-ST-468-1 | #22 HRSG LP STEAM DRAIN DRIP POT TO #22 HRSG LP STEAM TRAP BYPASS | C01 | 08.08.25 |  | C01A | 30.12.25 |  |  |  |  | N | I.F.C | ISO
LP | PB | SB | CCP-W-B227-PI-140-ST-469-1 | #22 HRSG LP STEAM TRAP TO DRAIN DRIP POT EMPTYING CAP | C01 | 08.08.25 |  | C01A | 30.12.25 |  |  |  |  | N | I.F.C | ISO
LP | PB | LB | CCP-W-B227-PI-140-ST-471-1 | COMMON LP STEAM HEADER DRAIN DRIP POT | C01 | 28.03.25 |  | C01A | 06.02.26 |  |  |  |  | N | I.F.C | ISO
LP | PB | SB | CCP-W-B227-PI-140-ST-472-1 | COMMON LP STEAM DRAIN DRIP POT TO ATM. FLASH TANK LP STEAM MANIFOLD | C01 | 08.08.25 |  | C01A | 30.12.25 |  |  |  |  | N | I.F.C | ISO
LP | PB | SB | CCP-W-B227-PI-140-ST-472-2 | COMMON LP STEAM DRAIN DRIP POT TO ATM. FLASH TANK LP STEAM MANIFOLD | C01 | 08.08.25 |  | C01A | 30.12.25 |  |  |  |  | N | I.F.C | ISO
LP | PB | SB | CCP-W-B227-PI-140-ST-472-3 | COMMON LP STEAM DRAIN DRIP POT TO ATM. FLASH TANK LP STEAM MANIFOLD | C01 | 08.08.25 |  | C01A | 30.12.25 |  |  |  |  | N | I.F.C | ISO
LP | PB | SB | CCP-W-B227-PI-140-ST-472-4 | COMMON LP STEAM DRAIN DRIP POT TO ATM. FLASH TANK LP STEAM MANIFOLD | C01 | 08.08.25 |  | C01A | 30.12.25 |  |  |  |  | N | I.F.C | ISO
LP | PB | SB | CCP-W-B227-PI-140-ST-472-5 | COMMON LP STEAM DRAIN DRIP POT TO ATM. FLASH TANK LP STEAM MANIFOLD | C01 | 08.08.25 |  | C01A | 30.12.25 |  |  |  |  | N | I.F.C | ISO
LP | PB | SB | CCP-W-B227-PI-140-ST-472-6 | COMMON LP STEAM DRAIN DRIP POT TO ATM. FLASH TANK LP STEAM MANIFOLD | C01 | 08.08.25 |  | C01A | 30.12.25 |  |  |  |  | N | I.F.C | ISO
LP | PB | SB | CCP-W-B227-PI-140-ST-472-7 | COMMON LP STEAM DRAIN DRIP POT TO ATM. FLASH TANK LP STEAM MANIFOLD | C01 | 08.08.25 |  | C01A | 30.12.25 |  |  |  |  | N | I.F.C | ISO
LP | PB | SB | CCP-W-B227-PI-140-ST-473-1 | COMMON LP STEAM DRAIN DRIP POT TO COMMON LP STEAM TRAP BYPASS | C01 | 08.08.25 |  | C01A | 30.12.25 |  |  |  |  | N | I.F.C | ISO
LP | PB | SB | CCP-W-B227-PI-140-ST-474-1 | COMMON LP STEAM TRAP TO DRAIN DRIP POT EMPTYING CAP | C01 | 08.08.25 |  | C01A | 30.12.25 |  |  |  |  | N | I.F.C | ISO
LP | PB | LB | CCP-W-B227-PI-140-ST-481-1 | COMMON LP STEAM HEADER DRAIN DRIP POT | C01 | 28.03.25 |  | C01A | 06.02.26 |  |  |  |  | N | I.F.C | ISO
LP | PB | SB | CCP-W-B227-PI-140-ST-482-1 | COMMON LP STEAM DRAIN DRIP POT TO ATM. FLASH TANK LP STEAM MANIFOLD | C01 | 08.08.25 |  | C01A | 30.12.25 |  |  |  |  | N | I.F.C | ISO
LP | PB | SB | CCP-W-B227-PI-140-ST-482-2 | COMMON LP STEAM DRAIN DRIP POT TO ATM. FLASH TANK LP STEAM MANIFOLD | C01 | 08.08.25 |  | C01A | 30.12.25 |  |  |  |  | N | I.F.C | ISO
LP | PB | SB | CCP-W-B227-PI-140-ST-483-1 | COMMON LP STEAM DRAIN DRIP POT TO DRAIN DRIP POT EMPTYING CAP | C01 | 08.08.25 |  | C01A | 30.12.25 |  |  |  |  | N | I.F.C | ISO
LP | PB | SB | CCP-W-B227-PI-140-ST-484-1 | N2 GAS DISTRIBUTION TO DRAIN LINE EMPTYING LINE | C01 | 08.08.25 |  | C01A | 30.12.25 |  |  |  |  | N | I.F.C | ISO
AS | PB | LB | CCP-W-B228-PI-140-AS-011-1 | AUX. STEAM COMMON HEADER TO HOT WATER STEAM SYSTEM (ANTI-ICING) | C01 | 02.05.25 |  | C01A | 31.01.26 | Sheet No.변경 |  |  |  | N | I.F.C | ISO
AS | PB | LB | CCP-W-B228-PI-140-AS-011-2 | AUX. STEAM COMMON HEADER TO HOT WATER STEAM SYSTEM (ANTI-ICING) | C01 | 02.05.25 |  | C01A | 31.01.26 | Sheet No.변경 |  |  |  | N | I.F.C | ISO
AS | PB | LB | CCP-W-B228-PI-140-AS-011-3 | AUX. STEAM COMMON HEADER TO HOT WATER STEAM SYSTEM (ANTI-ICING) | C01 | 02.05.25 |  | C01A | 31.01.26 | Sheet No.변경 |  |  |  | N | I.F.C | ISO
AS | YARD | LB | CCP-W-B228-PI-140-AS-011-4 | AUX. STEAM COMMON HEADER TO HOT WATER STEAM SYSTEM (ANTI-ICING) | C01 | 02.05.25 |  | C01A | 31.01.26 | Sheet No.변경 |  |  |  | N | I.F.C | ISO
AS | YARD | LB | CCP-W-B228-PI-140-AS-011-5 | AUX. STEAM COMMON HEADER TO HOT WATER STEAM SYSTEM (ANTI-ICING) | C01 | 02.05.25 |  | C01A | 31.01.26 | Sheet No.변경 |  |  |  | N | I.F.C | ISO
AS | YARD | LB | CCP-W-B228-PI-140-AS-011-6 | AUX. STEAM COMMON HEADER TO HOT WATER STEAM SYSTEM (ANTI-ICING) | C01 | 02.05.25 |  | C01A | 31.01.26 | Sheet No.변경 |  |  |  | N | I.F.C | ISO
AS | YARD | LB | CCP-W-B228-PI-140-AS-011-7 | AUX. STEAM COMMON HEADER TO HOT WATER STEAM SYSTEM (ANTI-ICING) | C01 | 02.05.25 |  | C01A | 31.01.26 | Sheet No.변경 |  |  |  | N | I.F.C | ISO
AS | YARD | LB | CCP-W-B228-PI-140-AS-011-8 | AUX. STEAM COMMON HEADER TO HOT WATER STEAM SYSTEM (ANTI-ICING) | C01 | 02.05.25 |  | C01A | 31.01.26 | Sheet No.변경 |  |  |  | N | I.F.C | ISO
AS | PB | SB | CCP-W-B228-PI-140-AS-014-1 | AUX. STEAM COMMON HEADER TO TURBINE GLAND SEAL STEAM HEATER | C01 | 19.08.25 |  | C01A | 30.12.25 |  |  |  |  | N | I.F.C | ISO
AS | PB | SB | CCP-W-B228-PI-140-AS-014-2 | AUX. STEAM COMMON HEADER TO TURBINE GLAND SEAL STEAM HEATER | C01 | 19.08.25 |  | C01A | 30.12.25 |  |  |  |  | N | I.F.C | ISO
AS | PB | SB | CCP-W-B228-PI-140-AS-014-3 | AUX. STEAM COMMON HEADER TO TURBINE GLAND SEAL STEAM HEATER | C01 | 19.08.25 |  | C01A | 30.12.25 |  |  |  |  | N | I.F.C | ISO
AS | PB | SB | CCP-W-B228-PI-140-AS-014-4 | AUX. STEAM COMMON HEADER TO TURBINE GLAND SEAL STEAM HEATER | C01 | 19.08.25 |  | C01A | 30.12.25 |  |  |  |  | N | I.F.C | ISO
AS | PB | LB | CCP-W-B228-PI-140-AS-021-1 | AUX. STEAM PRDS TO AUX. STEAM COMMON HEADER (HOT SECTION) | C01 | 02.05.25 |  | C01A | 31.01.26 |  |  |  |  | N | I.F.C | ISO
AS | PB | SB | CCP-W-B228-PI-140-AS-022-1 | AUX. STEAM PRDS (SMALL) TO AUX. STEAM COMMON HEADER (HOT SECTION) | C01 | 19.08.25 |  | C01A | 30.12.25 |  |  |  |  | N | I.F.C | ISO
AS | PB | LB | CCP-W-B228-PI-140-AS-023-1 | AUX. STEAM COMMON HEADER (HOT SECTION) TO AUX. STEAM COMMON HEADER | C01 | 02.05.25 |  | C01A | 31.01.26 |  |  |  |  | N | I.F.C | ISO
AS | PB | SB | CCP-W-B228-PI-140-AS-024-1 | AUX. STEAM COMMON HEADER (HOT SECTION) TO AUX. STEAM COMMON HEADER | C01 | 19.08.25 |  | C01A | 30.12.25 |  |  |  |  | N | I.F.C | ISO
CD | PB | SB | CCP-W-B228-PI-140-LC-001-1 | AUX. STEAM PRDS SPRAY TEMP. CONTROL VALVE TO AUX. STEAM PRDS ATTEMPERATOR | C01 | 25.08.25 |  | C01A | 30.12.25 |  |  |  |  | N | I.F.C | ISO
CD | PB | SB | CCP-W-B228-PI-140-LC-002-1 | AUX. STEAM PRDS SPRAY TEMP. CONTROL VALVE TO AUX. STEAM PRDS ATTEMPERATOR (SMALL) | C01 | 25.08.25 |  | C01A | 30.12.25 |  |  |  |  | N | I.F.C | ISO
AS | PB | LB | CCP-W-B228-PI-140-ST-401-1 | AUX. STEAM COMMON HEADER DRIP POT | C01 | 02.05.25 |  | C01A | 31.01.26 |  |  |  |  | N | I.F.C | ISO
AS | PB | SB | CCP-W-B228-PI-140-ST-402-1 | AUX. STEAM DRAIN DRIP POT TO ATM. FLASH TANK AUX STEAM MANIFOLD | C01 | 19.08.25 |  | C01A | 30.12.25 |  |  |  |  | N | I.F.C | ISO
AS | PB | SB | CCP-W-B228-PI-140-ST-402-2 | AUX. STEAM DRAIN DRIP POT TO ATM. FLASH TANK AUX STEAM MANIFOLD | C01 | 19.08.25 |  | C01A | 30.12.25 |  |  |  |  | N | I.F.C | ISO
AS | PB | SB | CCP-W-B228-PI-140-ST-402-3 | AUX. STEAM DRAIN DRIP POT TO ATM. FLASH TANK AUX STEAM MANIFOLD | C01 | 19.08.25 |  | C01A | 30.12.25 |  |  |  |  | N | I.F.C | ISO
AS | PB | SB | CCP-W-B228-PI-140-ST-402-4 | AUX. STEAM DRAIN DRIP POT TO ATM. FLASH TANK AUX STEAM MANIFOLD | C01 | 19.08.25 |  | C01A | 30.12.25 |  |  |  |  | N | I.F.C | ISO
AS | PB | SB | CCP-W-B228-PI-140-ST-403-1 | AUX. STEAM DRAIN LINE TO AUX. STEAM DRAIN STEAM TRAP BYPSSS | C01 | 19.08.25 |  | C01A | 30.12.25 |  |  |  |  | N | I.F.C | ISO
AS | PB | SB | CCP-W-B228-PI-140-ST-404-1 | AUX. STEAM DRAIN DRIP POT TO DRAIN DRIP POT EMPTYING CAP | C01 | 19.08.25 |  | C01A | 30.12.25 |  |  |  |  | N | I.F.C | ISO
AS | PB | LB | CCP-W-B228-PI-140-ST-406-1 | AUX. STEAM COMMON HEADER DRIP POT | C01 | 02.05.25 |  | C01A | 31.01.26 |  |  |  |  | N | I.F.C | ISO
AS | PB | SB | CCP-W-B228-PI-140-ST-407-1 | AUX. STEAM DRAIN DRIP POT TO ATM. FLASH TANK AUX STEAM MANIFOLD | C01 | 19.08.25 |  | C01A | 30.12.25 |  |  |  |  | N | I.F.C | ISO
AS | PB | SB | CCP-W-B228-PI-140-ST-407-2 | AUX. STEAM DRAIN DRIP POT TO ATM. FLASH TANK AUX STEAM MANIFOLD | C01 | 19.08.25 |  | C01A | 30.12.25 |  |  |  |  | N | I.F.C | ISO
AS | PB | SB | CCP-W-B228-PI-140-ST-407-3 | AUX. STEAM DRAIN DRIP POT TO ATM. FLASH TANK AUX STEAM MANIFOLD | C01 | 19.08.25 |  | C01A | 30.12.25 |  |  |  |  | N | I.F.C | ISO
AS | PB | SB | CCP-W-B228-PI-140-ST-407-4 | AUX. STEAM DRAIN DRIP POT TO ATM. FLASH TANK AUX STEAM MANIFOLD | C01 | 19.08.25 |  | C01A | 30.12.25 |  |  |  |  | N | I.F.C | ISO
AS | PB | SB | CCP-W-B228-PI-140-ST-408-1 | AUX. STEAM DRAIN LINE TO AUX. STEAM DRAIN STEAM TRAP BYPSSS | C01 | 19.08.25 |  | C01A | 30.12.25 |  |  |  |  | N | I.F.C | ISO
AS | PB | SB | CCP-W-B228-PI-140-ST-409-1 | AUX. STEAM DRAIN DRIP POT TO DRAIN DRIP POT EMPTYING CAP | C01 | 19.08.25 |  | C01A | 30.12.25 |  |  |  |  | N | I.F.C | ISO
AS | PB | SB | CCP-W-B228-PI-140-ST-411-1 | TURBINE GLAND SEAL STEAM HEATER TO TURBINE GLAND SEAL STEAM DRAIN DRIP POT | C01 | 19.08.25 |  | C01A | 30.12.25 |  |  |  |  | N | I.F.C | ISO
AS | PB | SB | CCP-W-B228-PI-140-ST-412-1 | TURBINE GLAND SEAL STEAM DRAIN DRIP POT TO ATM. FLASH TANK AUX STEAM MANIFOLD | C01 | 19.08.25 |  | C01A | 30.12.25 |  |  |  |  | N | I.F.C | ISO
AS | PB | SB | CCP-W-B228-PI-140-ST-413-1 | TURBINE GLAND SEAL STEAM DRAIN BYPASS | C01 | 19.08.25 |  | C01A | 30.12.25 |  |  |  |  | N | I.F.C | ISO
AS | PB | SB | CCP-W-B228-PI-140-ST-414-1 | TURBINE GLAND SEAL STEAM DRAIN DRIP POT TO DRAIN DRIP POT EMPTYING CAP | C01 | 19.08.25 |  | C01A | 30.12.25 |  |  |  |  | N | I.F.C | ISO
AS | PB | SB | CCP-W-B228-PI-140-ST-415-1 | N2 GAS DISTRIBUTION TO DRAIN LINE EMPTYING LINE | C01 | 19.08.25 |  | C01A | 30.12.25 |  |  |  |  | N | I.F.C | ISO
AS | PB | SB | CCP-W-B228-PI-140-ST-421-1 | AUX. STEAM PRDS BODY TO ATM. FLASH TANK HP STEAM MANIFOLD | C01 | 19.08.25 |  | C01A | 30.12.25 |  |  |  |  | N | I.F.C | ISO
AS | PB | SB | CCP-W-B228-PI-140-ST-421-2 | AUX. STEAM PRDS BODY TO ATM. FLASH TANK HP STEAM MANIFOLD | C01 | 19.08.25 |  | C01A | 30.12.25 |  |  |  |  | N | I.F.C | ISO
AS | PB | SB | CCP-W-B228-PI-140-ST-421-3 | AUX. STEAM PRDS BODY TO ATM. FLASH TANK HP STEAM MANIFOLD | C01 | 19.08.25 |  | C01A | 30.12.25 |  |  |  |  | N | I.F.C | ISO
AS | PB | SB | CCP-W-B228-PI-140-ST-421-4 | AUX. STEAM PRDS BODY TO ATM. FLASH TANK HP STEAM MANIFOLD | C01 | 19.08.25 |  | C01A | 30.12.25 |  |  |  |  | N | I.F.C | ISO
AS | PB | SB | CCP-W-B228-PI-140-ST-422-1 | AUX. STEAM PRDS BODY TO AUX. STEAM PRDS BODY DRAIN BYPASS | C01 | 19.08.25 |  | C01A | 30.12.25 |  |  |  |  | N | I.F.C | ISO
AS | PB | SB | CCP-W-B228-PI-140-ST-423-1 | AUX. STEAM PRDS (SMALL) BODY TO ATM. FLASH TANK HP STEAM MANIFOLD | C01 | 19.08.25 |  | C01A | 30.12.25 |  |  |  |  | N | I.F.C | ISO
AS | PB | SB | CCP-W-B228-PI-140-ST-423-2 | AUX. STEAM PRDS (SMALL) BODY TO ATM. FLASH TANK HP STEAM MANIFOLD | C01 | 19.08.25 |  | C01A | 30.12.25 |  |  |  |  | N | I.F.C | ISO
AS | PB | SB | CCP-W-B228-PI-140-ST-423-3 | AUX. STEAM PRDS (SMALL) BODY TO ATM. FLASH TANK HP STEAM MANIFOLD | C01 | 19.08.25 |  | C01A | 30.12.25 |  |  |  |  | N | I.F.C | ISO
AS | PB | SB | CCP-W-B228-PI-140-ST-423-4 | AUX. STEAM PRDS (SMALL) BODY TO ATM. FLASH TANK HP STEAM MANIFOLD | C01 | 19.08.25 |  | C01A | 30.12.25 |  |  |  |  | N | I.F.C | ISO
AS | PB | SB | CCP-W-B228-PI-140-ST-424-1 | AUX. STEAM PRDS (SMALL) BODY TO AUX. STEAM PRDS BODY DRAIN BYPASS | C01 | 19.08.25 |  | C01A | 30.12.25 |  |  |  |  | N | I.F.C | ISO
AS | PB | SB | CCP-W-B228-PI-140-ST-431-1 | AUX. STEAM SILENCER TO AUX. STEAM SILENCER DRAIN | C01 | 19.08.25 |  | C01A | 30.12.25 |  |  |  |  | N | I.F.C | ISO
AS | PB | SB | CCP-W-B228-PI-140-ST-431-2 | AUX. STEAM SILENCER TO AUX. STEAM SILENCER DRAIN | C01 | 19.08.25 |  | C01A | 30.12.25 |  |  |  |  | N | I.F.C | ISO
AS | YARD | LB | CCP-W-B228-PI-140-ST-448-1 | AUX. STEAM COMMON HEADER DRIP POT | C01 | 02.05.25 |  | C01A | 31.01.26 |  |  |  |  | N | I.F.C | ISO
AS | YARD | SB | CCP-W-B228-PI-140-ST-449-1 | AUX. STEAM DRAIN DRIP POT TO ATMOSPHERIC FLASH TANK AUX STEAM MANIFOLD | C01 | 19.08.25 |  | C01A | 30.12.25 |  |  |  |  | N | I.F.C | ISO
AS | YARD | SB | CCP-W-B228-PI-140-ST-450-1 | AUX. STEAM DRAIN STEAM TRAP BYPASS | C01 | 19.08.25 |  | C01A | 30.12.25 |  |  |  |  | N | I.F.C | ISO
AS | YARD | SB | CCP-W-B228-PI-140-ST-451-1 | AUX. STEAM DRAIN DRIP POT TO DRAIN DRIP POT EMPTYING CAP | C01 | 19.08.25 |  | C01A | 30.12.25 |  |  |  |  | N | I.F.C | ISO
AS | YARD | LB | CCP-W-B228-PI-140-ST-469-1 | AUX. STEAM COMMON HEADER DRIP POT | C01 | 02.05.25 | 신규 도면 추가 | [6 empty] | N | I.F.C | ISO
AS | YARD | SB | CCP-W-B228-PI-140-ST-471-1 | AUX. STEAM DRAIN DRIP POT TO ATMOSPHERIC FLASH TANK AUX STEAM MANIFOLD | C01 | 19.08.25 |  | C01A | 30.12.25 |  |  |  |  | N | I.F.C | ISO
AS | YARD | SB | CCP-W-B228-PI-140-ST-472-1 | AUX. STEAM DRAIN STEAM TRAP BYPASS | C01 | 19.08.25 |  | C01A | 30.12.25 |  |  |  |  | N | I.F.C | ISO
AS | YARD | SB | CCP-W-B228-PI-140-ST-473-1 | AUX. STEAM DRAIN DRIP POT TO DRAIN DRIP POT EMPTYING CAP | C01 | 19.08.25 |  | C01A | 30.12.25 |  |  |  |  | N | I.F.C | ISO
AS | YARD | SB | CCP-W-B228-PI-140-ST-570-1 | AUX. STEAM COMMON HEADER VENT | C01 | 19.08.25 |  | C01A | 30.12.25 |  |  |  |  | N | I.F.C | ISO
AS | PB | LB | CCP-W-B228-PI-140-SV-191-1 | AUX. STEAM PRDS DOWNSTREAM TO AUX. STEAM SAFETY VALVE | C01 | 02.05.25 |  | C01A | 31.01.26 |  |  |  |  | N | I.F.C | ISO
AS | PB | LB | CCP-W-B228-PI-140-SV-192-1 | AUX. STEAM SAFETY VALVE TO AUX. STEAM SAFETY VALVE OUTLET | C01 | 02.05.25 | FLANGE RATING HOLD | C01A | 31.01.26 |  |  |  |  | N | I.F.C | ISO
AS | PB | LB | CCP-W-B228-PI-140-SV-193-1 | AUX. STEAM SAFETY VALVE OUTLET TO AUX. STEAM SAFETY VALVE DIS. SILENCER | C01 | 02.05.25 |  | C01A | 31.01.26 |  |  |  |  | N | I.F.C | ISO
AS | PB | SB | CCP-W-B228-PI-140-SV-194-1 | AUX. STEAM SAFETY VALVE OUTLET DRIP PAN TO AUX. STEAM SAFETY VALVE DRAIN | C01 | 19.08.25 |  | C01A | 30.12.25 |  |  |  |  | N | I.F.C | ISO
AS | PB | SB | CCP-W-B228-PI-140-SV-195-1 | AUX. STEAM SAFETY VALVE OUTLET TO AUX. STEAM SAFETY VALVE DRAIN | C01 | 19.08.25 |  | C01A | 30.12.25 |  |  |  |  | N | I.F.C | ISO
AS | PB | SB | CCP-W-B228-PI-140-SV-195-2 | AUX. STEAM SAFETY VALVE OUTLET TO AUX. STEAM SAFETY VALVE DRAIN | C01 | 19.08.25 |  | C01A | 30.12.25 |  |  |  |  | N | I.F.C | ISO
AS | PB | SB | CCP-W-B228-PI-140-SV-195-3 | AUX. STEAM SAFETY VALVE OUTLET TO AUX. STEAM SAFETY VALVE DRAIN | C01 | 19.08.25 |  | C01A | 30.12.25 |  |  |  |  | N | I.F.C | ISO
CD | YARD | SB | CCP-W-B229-PI-140-AV-044-1 | CEP CASING & DISCHARGE VENT HEADER TO CONDENSATE COLLECTION TANK | C01 | 25.08.25 |  | C01A | 30.12.25 |  |  |  |  | N | I.F.C | ISO
CD | YARD | SB | CCP-W-B229-PI-140-AV-044-2 | CEP CASING & DISCHARGE VENT HEADER TO CONDENSATE COLLECTION TANK | C01 | 25.08.25 |  | C01A | 30.12.25 |  |  |  |  | N | I.F.C | ISO
CD | YARD | SB | CCP-W-B229-PI-140-AV-501-1 | #1 CEP SUCTION STRAINER VENT | C01 | 25.08.25 |  | C01A | 30.12.25 |  |  |  |  | N | I.F.C | ISO
CD | YARD | SB | CCP-W-B229-PI-140-AV-502-1 | #2 CEP SUCTION STRAINER VENT | C01 | 25.08.25 |  | C01A | 30.12.25 |  |  |  |  | N | I.F.C | ISO
CD | YARD | SB | CCP-W-B229-PI-140-AV-503-1 | #3 CEP SUCTION STRAINER VENT | C01 | 25.08.25 |  | C01A | 30.12.25 |  |  |  |  | N | I.F.C | ISO
CD | YARD | SB | CCP-W-B229-PI-140-AV-504-1 | #1 CEP TO #1 CEP CASING VENT | C01 | 25.08.25 |  | C01A | 30.12.25 |  |  |  |  | N | I.F.C | ISO
CD | YARD | SB | CCP-W-B229-PI-140-AV-505-1 | #2 CEP TO #2 CEP CASING VENT | C01 | 25.08.25 |  | C01A | 30.12.25 |  |  |  |  | N | I.F.C | ISO
CD | YARD | SB | CCP-W-B229-PI-140-AV-506-1 | #3 CEP TO #3 CEP CASING VENT | C01 | 25.08.25 |  | C01A | 30.12.25 |  |  |  |  | N | I.F.C | ISO
CD | YARD | SB | CCP-W-B229-PI-140-AV-507-1 | #1 CEP DISCHARGE TO #1 CEP DISCHARGE VENT | C01 | 25.08.25 |  | C01A | 30.12.25 |  |  |  |  | N | I.F.C | ISO
CD | YARD | SB | CCP-W-B229-PI-140-AV-508-1 | #2 CEP DISCHARGE TO #2 CEP DISCHARGE VENT | C01 | 25.08.25 |  | C01A | 30.12.25 |  |  |  |  | N | I.F.C | ISO
CD | YARD | SB | CCP-W-B229-PI-140-AV-509-1 | #3 CEP DISCHARGE TO #3 CEP DISCHARGE VENT | C01 | 25.08.25 |  | C01A | 30.12.25 |  |  |  |  | N | I.F.C | ISO
CD | YARD | SB | CCP-W-B229-PI-140-AV-510-1 | EACH CEP CASING & DISCHARGE VENT TO CONDENSATE COLLECTION TANK | C01 | 25.08.25 |  | C01A | 30.12.25 |  |  |  |  | N | I.F.C | ISO
CD | YARD | SB | CCP-W-B229-PI-140-AV-510-2 | EACH CEP CASING & DISCHARGE VENT TO CONDENSATE COLLECTION TANK | C01 | 25.08.25 |  | C01A | 30.12.25 |  |  |  |  | N | I.F.C | ISO
CD | YARD | SB | CCP-W-B229-PI-140-AV-523-1 | CEP VENT HEADER TO COLLECTION TANK LINE VENT | C01 | 25.08.25 |  | C01A | 30.12.25 |  |  |  |  | N | I.F.C | ISO
CD | YARD | LB | CCP-W-B229-PI-140-LC-001-1 | CONDENSATE COLLECTION TANK TO CEP SUCTION HEADER INLET | C01 | 10.04.25 |  | C01A | 31.01.26 | Drawing No. 변경: 16"-LC-B2-29/002-GB1-PP(1OF1) => 16"-LC-B2-29/001-GB1-PP(1OF1) |  |  |  | N | I.F.C | ISO
CD | YARD | LB | CCP-W-B229-PI-140-LC-002-1 | CEP SUCTION HEADER INLET TO CEP SUCTION HEADER LINE | C01 | 10.04.25 |  | VOID | 31.01.26 | VOID ( LINE NO.변경 ) |  |  |  | N | I.F.C | ISO
CD | YARD | LB | CCP-W-B229-PI-140-LC-003-1 | CEP SUCTION HEADER TO CEP A SUCTION | C01 | 10.04.25 |  | C01A | 31.01.26 |  |  |  |  | N | I.F.C | ISO
CD | YARD | LB | CCP-W-B229-PI-140-LC-004-1 | CEP SUCTION HEADER TO CEP B SUCTION | C01 | 10.04.25 |  | C01A | 31.01.26 |  |  |  |  | N | I.F.C | ISO
CD | YARD | LB | CCP-W-B229-PI-140-LC-005-1 | CEP SUCTION HEADER TO CEP C SUCTION | C01 | 10.04.25 |  | C01A | 31.01.26 |  |  |  |  | N | I.F.C | ISO
CD | YARD | LB | CCP-W-B229-PI-140-LC-007-1 | CEP A DISCHARGE TO CEP DISCHARGE HEADER | C01 | 10.04.25 |  | C01A | 31.01.26 |  |  |  |  | N | I.F.C | ISO
CD | YARD | LB | CCP-W-B229-PI-140-LC-008-1 | CEP B DISCHARGE TO CEP DISCHARGE HEADER | C01 | 10.04.25 |  | C01A | 31.01.26 |  |  |  |  | N | I.F.C | ISO
CD | YARD | LB | CCP-W-B229-PI-140-LC-009-1 | CEP B DISCHARGE TO CEP DISCHARGE HEADER | C01 | 10.04.25 |  | C01A | 31.01.26 |  |  |  |  | N | I.F.C | ISO
CD | YARD | LB | CCP-W-B229-PI-140-LC-010-1 | CEP DISCHARGE HEADER INLET TO CEP DISCHARGE HEADER | C01 | 10.04.25 |  | C01A | 31.01.26 |  |  |  |  | N | I.F.C | ISO
CD | YARD | LB | CCP-W-B229-PI-140-LC-011-1 | CEP DISCHARGE HEADER TO CEP DISCHARGE COMMON AFTER BRANCH | C01 | 10.04.25 |  | C01A | 31.01.26 |  |  |  |  | N | I.F.C | ISO
CD | PB | LB | CCP-W-B229-PI-140-LC-012-1 | CEP DISCHARGE HEADER TO GLAND SEAL STEAM CONDENSER INLET | C01 | 10.04.25 |  | C01A | 31.01.26 |  |  |  |  | N | I.F.C | ISO
CD | PB | LB | CCP-W-B229-PI-140-LC-012-2 | CEP DISCHARGE HEADER TO GLAND SEAL STEAM CONDENSER INLET | C01 | 10.04.25 |  | C01A | 31.01.26 |  |  |  |  | N | I.F.C | ISO
CD | PB | LB | CCP-W-B229-PI-140-LC-012-3 | CEP DISCHARGE HEADER TO GLAND SEAL STEAM CONDENSER INLET | C01 | 10.04.25 |  | C01A | 31.01.26 |  |  |  |  | N | I.F.C | ISO
CD | PB | LB | CCP-W-B229-PI-140-LC-013-1 | GLAND SEAL STEAM CONDENSER OUTLET TO CPH INLET HEADER | C01 | 10.04.25 |  | C01A | 31.01.26 |  |  |  |  | N | I.F.C | ISO
CD | PB | LB | CCP-W-B229-PI-140-LC-013-2 | GLAND SEAL STEAM CONDENSER OUTLET TO CPH INLET HEADER | C01 | 10.04.25 |  | C01A | 31.01.26 |  |  |  |  | N | I.F.C | ISO
CD | PB | LB | CCP-W-B229-PI-140-LC-013-3 | GLAND SEAL STEAM CONDENSER OUTLET TO CPH INLET HEADER | C01 | 10.04.25 |  | C01A | 31.01.26 |  |  |  |  | N | I.F.C | ISO
CD | PB | LB | CCP-W-B229-PI-140-LC-015-1 | CPH INLET HEADER LINE TO HRSG #21 CPH INLET | C01 | 10.04.25 |  | C01A | 31.01.26 |  |  |  |  | N | I.F.C | ISO
CD | PB | LB | CCP-W-B229-PI-140-LC-015-2 | CPH INLET HEADER LINE TO HRSG #21 CPH INLET | C01 | 10.04.25 |  | C01A | 31.01.26 |  |  |  |  | N | I.F.C | ISO
CD | PB | LB | CCP-W-B229-PI-140-LC-016-1 | CPH INLET HEADER LINE TO HRSG #22 CPH INLET | C01 | 10.04.25 |  | C01A | 31.01.26 |  |  |  |  | N | I.F.C | ISO
CD | PB | LB | CCP-W-B229-PI-140-LC-016-2 | CPH INLET HEADER LINE TO HRSG #22 CPH INLET | C01 | 10.04.25 |  | C01A | 31.01.26 |  |  |  |  | N | I.F.C | ISO
CD | PB | LB | CCP-W-B229-PI-140-LC-017-1 | GLAND SEAL STEAM CONDENSER OUTLET TO CEP MINIMUM RECIRCULATION LINE | C01 | 10.04.25 |  | C01A | 31.01.26 |  |  |  |  | N | I.F.C | ISO
CD | PB | LB | CCP-W-B229-PI-140-LC-017-2 | GLAND SEAL STEAM CONDENSER OUTLET TO CEP MINIMUM RECIRCULATION LINE | C01 | 10.04.25 |  | C01A | 31.01.26 |  |  |  |  | N | I.F.C | ISO
CD | PB | LB | CCP-W-B229-PI-140-LC-017-3 | GLAND SEAL STEAM CONDENSER OUTLET TO CEP MINIMUM RECIRCULATION LINE | C01 | 10.04.25 |  | C01A | 31.01.26 |  |  |  |  | N | I.F.C | ISO
CD | PB | LB | CCP-W-B229-PI-140-LC-018-1 | CEP DISCHARGE HEADER TO GLAND SEAL STEAM CONDENSER INLET | C01 | 10.04.25 |  | C01A | 31.01.26 |  |  |  |  | N | I.F.C | ISO
CD | PB | LB | CCP-W-B229-PI-140-LC-019-1 | GLAND SEAL STEAM CONDENSER OUTLET TO CPH INLET HEADER | C01 | 10.04.25 |  | C01A | 31.01.26 |  |  |  |  | N | I.F.C | ISO
CD | YARD | LB | CCP-W-B229-PI-140-LC-021-1 | DEMI. WATER SUPPLY SYSTEM TO INITIAL FILLNG | C01 | 10.04.25 |  | C01A | 31.01.26 |  |  |  |  | N | I.F.C | ISO
CD | PB | LB | CCP-W-B229-PI-140-LC-030-1 | CEP DISCHARGE COMMON TO WATER SPRAY HEADER | C01 | 10.04.25 | VENT ROUTE 미확정 | C01A | 31.01.26 |  |  |  |  | N | I.F.C | ISO
CD | YARD | LB | CCP-W-B229-PI-140-LC-030-2 | CEP DISCHARGE COMMON TO WATER SPRAY HEADER | C01 | 10.04.25 |  | C01A | 19.12.25 |  |  |  |  | N | I.F.C | ISO
CD | YARD | SB | CCP-W-B229-PI-140-LC-031-1 | WATER SPRAY HEADER TO SPRAY FOR LP BYPASS SYSTEM (UNIT #1) | C01 | 25.08.25 |  | C01A | 30.12.25 |  |  |  |  | N | I.F.C | ISO
CD | YARD | SB | CCP-W-B229-PI-140-LC-031-2 | WATER SPRAY HEADER TO SPRAY FOR LP BYPASS SYSTEM (UNIT #1) | C01 | 25.08.25 |  | C01A | 30.12.25 |  |  |  |  | N | I.F.C | ISO
CD | YARD | SB | CCP-W-B229-PI-140-LC-032-1 | WATER SPRAY HEADER TO SPRAY FOR LP BYPASS SYSTEM (UNIT #2) | C01 | 25.08.25 |  | C01A | 30.12.25 |  |  |  |  | N | I.F.C | ISO
CD | YARD | SB | CCP-W-B229-PI-140-LC-032-2 | WATER SPRAY HEADER TO SPRAY FOR LP BYPASS SYSTEM (UNIT #2) | C01 | 25.08.25 |  | C01A | 30.12.25 |  |  |  |  | N | I.F.C | ISO
CD | YARD | LB | CCP-W-B229-PI-140-LC-033-1 | WATER SPRAY HEADER TO SPRAY FOR HP BYPASS SYSTEM (UNIT #21) | C01 | 10.04.25 |  | C01A | 19.12.25 |  |  |  |  | N | I.F.C | ISO
CD | YARD | LB | CCP-W-B229-PI-140-LC-034-1 | WATER SPRAY HEADER TO SPRAY FOR HP BYPASS SYSTEM (UNIT #22) | C01 | 10.04.25 |  | C01A | 19.12.25 |  |  |  |  | N | I.F.C | ISO
CD | PB | SB | CCP-W-B229-PI-140-LC-035-1 | WATER SPRAY HEADER TO SPRAY FOR AUX. STEAM PRDS | C01 | 25.08.25 |  | C01A | 30.12.25 |  |  |  |  | N | I.F.C | ISO
CD | PB | SB | CCP-W-B229-PI-140-LC-036-1 | WATER SPRAY HEADER TO SPRAY FOR ATM FLASH TANK | C01 | 25.08.25 |  | C01A | 30.12.25 |  |  |  |  | N | I.F.C | ISO
CD | PB | SB | CCP-W-B229-PI-140-LC-037-1 | WATER SPRAY HEADER TO SPRAY FOR ST & SEAL STEAM & VACUUM TANK | C01 | 25.08.25 |  | C01A | 30.12.25 |  |  |  |  | N | I.F.C | ISO
CD | PB | SB | CCP-W-B229-PI-140-LC-038-1 | CEP DISCHARGE LINE TO AUX. STEAM PRDS SPRAY TEMP. CONTROL VALVE | C01 | 25.08.25 |  | C01A | 30.12.25 |  |  |  |  | N | I.F.C | ISO
CD | PB | LB | CCP-W-B229-PI-140-LC-040-1 | CEP DISCHARGE COMMON TO CHEMICAL WASTE WATER POND | C01 | 10.04.25 |  | C01A | 31.01.26 |  |  |  |  | N | I.F.C | ISO
CD | PB | LB | CCP-W-B229-PI-140-LC-041-1 | WASTE WATER TREATMENT BYPASS LINE | C01 | 10.04.25 |  | C01A | 31.01.26 |  |  |  |  | N | I.F.C | ISO
CD | YARD | LB | CCP-W-B229-PI-140-LC-042-1 | CEP DISCHARGE HEADER TO CEP DISCHARGE COMMON AFTER BRANCH | C01 | 10.04.25 |  | C01A | 19.12.25 |  |  |  |  | N | I.F.C | ISO
CD | YARD | LB | CCP-W-B229-PI-140-LC-045-1 | CONDENSATE COLLECTION TANK TO CEP SUCTION HEADER INLET | C01 | 10.04.25 | WASTE WATER TREATMENT - T.P 미확정 | C01A | 19.12.25 | Sheet 매수 변경 |  |  |  | N | I.F.C | ISO
CD | YARD | LB | CCP-W-B229-PI-140-LC-045-2 | CONDENSATE COLLECTION TANK TO CEP SUCTION HEADER INLET | C01 | 10.04.25 |  | C01A | 31.01.26 | Drawing No. 변경: 16"-LC-B2-29/001-GB1-PP(1OF1) => 16"-LC-B2-29/045-GB1-HT(2OF2) |  |  |  | N | I.F.C | ISO
CD | YARD | LB | CCP-W-B229-PI-140-LC-046-1 | GLAND SEAL STEAM CONDENSER OUTLET TO CEP MINIMUM RECIRCULATION LINE TO CCT | C01 | 10.04.25 |  | C01A | 19.12.25 |  |  |  |  | N | I.F.C | ISO
CD | YARD | LB | CCP-W-B229-PI-140-LC-046-2 | GLAND SEAL STEAM CONDENSER OUTLET TO CEP MINIMUM RECIRCULATION LINE TO CCT | C01 | 10.04.25 |  | C01A | 19.12.25 |  |  |  |  | N | I.F.C | ISO
CD | YARD | LB | CCP-W-B229-PI-140-LC-046-3 | GLAND SEAL STEAM CONDENSER OUTLET TO CEP MINIMUM RECIRCULATION LINE TO CCT | C01 | 10.04.25 |  | C01A | 19.12.25 |  |  |  |  | N | I.F.C | ISO
CD | PB | SB | CCP-W-B229-PI-140-LC-051-1 | CHEMICAL DOSING STATION (O2 SCAVANGER) TO CPH INLET COMMON | C01 | 25.08.25 |  | C01A | 30.12.25 |  |  |  |  | N | I.F.C | ISO
CD | PB | SB | CCP-W-B229-PI-140-LC-052-1 | CHEMICAL DOSING STATION (AMMONIA) TO CPH INLET COMMON | C01 | 25.08.25 |  | C01A | 30.12.25 |  |  |  |  | N | I.F.C | ISO
CD | PB | SB | CCP-W-B229-PI-140-LC-060-1 | CEP DISCHARGE COMMON TO CONTROL VALVES HEADER BEFORE BRANCH | C01 | 25.08.25 |  | C01A | 30.12.25 |  |  |  |  | N | I.F.C | ISO
CD | PB | SB | CCP-W-B229-PI-140-LC-060-2 | CEP DISCHARGE COMMON TO CONTROL VALVES HEADER BEFORE BRANCH | C01 | 25.08.25 |  | C01A | 30.12.25 |  |  |  |  | N | I.F.C | ISO
CD | PB | SB | CCP-W-B229-PI-140-LC-061-1 | CONDENSATE WATER TO CV HEADER TO COLLECTION TANK MAKE UP LCV | C01 | 25.08.25 |  | C01A | 30.12.25 |  |  |  |  | N | I.F.C | ISO
CD | YARD | SB | CCP-W-B229-PI-140-LC-062-1 | CONDENSATE WATER TO CV HEADER TO CEP MINIMUM RECIRCULATION FCV | C01 | 25.08.25 |  | C01A | 30.12.25 |  |  |  |  | N | I.F.C | ISO
CD | PB | SB | CCP-W-B229-PI-140-LC-063-1 | CONDENSATE WATER TO CV HEADER TO ATM FLASH TANK DRAIN PUMP LCV | C01 | 25.08.25 |  | C01A | 30.12.25 |  |  |  |  | N | I.F.C | ISO
CD | PB | SB | CCP-W-B229-PI-140-LC-065-1 | CONDENSATE WATER TO CV HEADER TO CEP MIN. RECIR. LINE DOWNSTREAM VALVE | C01 | 25.08.25 |  | C01A | 30.12.25 |  |  |  |  | N | I.F.C | ISO
CD | PB | SB | CCP-W-B229-PI-140-LC-066-1 | CONDENSATE WATER TO CV HEADER TO CEP MINIMUM RECIRCULATION FCV BYPASS VALVE | C01 | 25.08.25 |  | C01A | 30.12.25 |  |  |  |  | N | I.F.C | ISO
CD | YARD | SB | CCP-W-B229-PI-140-LC-067-1 | CONDENSATE WATER TO CV HEADER TO COLLECTION TANK MAKE UP DOWNSTREAM VALVE | C01 | 25.08.25 |  | C01A | 30.12.25 |  |  |  |  | N | I.F.C | ISO
CD | YARD | SB | CCP-W-B229-PI-140-LC-068-1 | CONDENSATE WATER TO CV HEADER TO COLLECTION TANK MAKE UP LCV BYPASS VALVE | C01 | 25.08.25 |  | C01A | 30.12.25 |  |  |  |  | N | I.F.C | ISO
CD | YARD | SB | CCP-W-B229-PI-140-LC-069-1 | CONDENSATE WATER TO CV HEADER TO CEP "A" SUCTION ISOLATION VALVE | C01 | 25.08.25 |  | C01A | 30.12.25 |  |  |  |  | N | I.F.C | ISO
CD | YARD | SB | CCP-W-B229-PI-140-LC-070-1 | CONDENSATE WATER TO CV HEADER TO CEP "B" SUCTION ISOLATION VALVE | C01 | 25.08.25 |  | C01A | 30.12.25 |  |  |  |  | N | I.F.C | ISO
CD | YARD | SB | CCP-W-B229-PI-140-LC-071-1 | CONDENSATE WATER TO CV HEADER TO CEP "C" SUCTION ISOLATION VALVE | C01 | 25.08.25 |  | C01A | 30.12.25 |  |  |  |  | N | I.F.C | ISO
CD | PB | SB | CCP-W-B229-PI-140-LC-072-1 | CONDENSATE WATER TO CV HEADER TO ATM FLASH TANK DRAIN PUMP DOWNSTREAM VALVE | C01 | 25.08.25 |  | C01A | 30.12.25 |  |  |  |  | N | I.F.C | ISO
CD | YARD | SB | CCP-W-B229-PI-140-LC-073-1 | CEP DISCHARGE COMMON TO CONTROL VALVES HEADER BEFORE BRANCH | C01 | 25.08.25 |  | C01A | 30.12.25 |  |  |  |  | N | I.F.C | ISO
CD | YARD | SB | CCP-W-B229-PI-140-LC-073-2 | CEP DISCHARGE COMMON TO CONTROL VALVES HEADER BEFORE BRANCH | C01 | 25.08.25 |  | C01A | 30.12.25 |  |  |  |  | N | I.F.C | ISO
CD | YARD | SB | CCP-W-B229-PI-140-LC-074-1 | CEP DISCHARGE HEADER TO CEP SUCTION ISOLATION VALVE | C01 | 25.08.25 |  | C01A | 30.12.25 |  |  |  |  | N | I.F.C | ISO
CD | YARD | SB | CCP-W-B229-PI-140-LC-074-2 | CEP DISCHARGE HEADER TO CEP SUCTION ISOLATION VALVE | C01 | 25.08.25 |  | C01A | 30.12.25 |  |  |  |  | N | I.F.C | ISO
CD | PB | LB | CCP-W-B229-PI-140-LC-101-1 | GLAND SEAL STEAM CONDENSER BYPASS LINE | C01 | 10.04.25 | VENDOR PRINT 미접수 | C01A | 31.01.26 |  |  |  |  | N | I.F.C | ISO
CD | PB | LB | CCP-W-B229-PI-140-LC-102-1 | CEP MINIMUM RECIRCULATION BYPASS LINE | C01 | 10.04.25 |  | C01A | 31.01.26 |  |  |  |  | N | I.F.C | ISO
CD | YARD | SB | CCP-W-B229-PI-140-LC-401-1 | #1 CEP SUCTION STRAINER DRAIN | C01 | 25.08.25 |  | C01A | 30.12.25 |  |  |  |  | N | I.F.C | ISO
CD | YARD | SB | CCP-W-B229-PI-140-LC-402-1 | #2 CEP SUCTION STRAINER DRAIN | C01 | 25.08.25 |  | C01A | 30.12.25 |  |  |  |  | N | I.F.C | ISO
CD | YARD | SB | CCP-W-B229-PI-140-LC-403-1 | #3 CEP SUCTION STRAINER DRAIN | C01 | 25.08.25 |  | C01A | 30.12.25 |  |  |  |  | N | I.F.C | ISO
CD | YARD | SB | CCP-W-B229-PI-140-LC-404-1 | #1 CEP DRAIN | C01 | 25.08.25 |  | C01A | 30.12.25 |  |  |  |  | N | I.F.C | ISO
CD | YARD | SB | CCP-W-B229-PI-140-LC-405-1 | #2 CEP DRAIN | C01 | 25.08.25 |  | C01A | 30.12.25 |  |  |  |  | N | I.F.C | ISO
CD | YARD | SB | CCP-W-B229-PI-140-LC-406-1 | #3 CEP DRAIN | C01 | 25.08.25 |  | C01A | 30.12.25 |  |  |  |  | N | I.F.C | ISO
CD | PB | SB | CCP-W-B229-PI-140-LC-412-1 | CEP MINIMUM RECIRCULATION LINE DRAIN | C01 | 25.08.25 |  | C01A | 30.12.25 |  |  |  |  | N | I.F.C | ISO
CD | PB | SB | CCP-W-B229-PI-140-LC-413-1 | CEP DISCHARGE HEADER DRAIN | C01 | 25.08.25 |  | C01A | 30.12.25 |  |  |  |  | N | I.F.C | ISO
CD | PB | SB | CCP-W-B229-PI-140-LC-414-1 | CONDENSATE WATER TO WWT DRAIN | C01 | 25.08.25 |  | C01A | 30.12.25 |  |  |  |  | N | I.F.C | ISO
CD | YARD | SB | CCP-W-B229-PI-140-LC-423-1 | CEP MINIMUM RECIRCULATION LINE DRAIN | C01 | 25.08.25 |  | C01A | 30.12.25 |  |  |  |  | N | I.F.C | ISO
CD | YARD | SB | CCP-W-B229-PI-140-LC-461-1 | DEMI. WATER SUPPLY INITIAL FILLNG DRAIN | C01 | 25.08.25 |  | C01A | 30.12.25 |  |  |  |  | N | I.F.C | ISO
CD | YARD | SB | CCP-W-B229-PI-140-LC-462-1 | WATER SPRAY HEADER DRAIN | C01 | 25.08.25 |  | C01A | 30.12.25 |  |  |  |  | N | I.F.C | ISO
CD | YARD | SB | CCP-W-B229-PI-140-LC-520-1 | DEMI. WATER SUPPLY INITIAL FILLNG VENT | C01 | 25.08.25 |  | C01A | 30.12.25 |  |  |  |  | N | I.F.C | ISO
CD | YARD | SB | CCP-W-B229-PI-140-LC-522-1 | CEP MINIMUM RECIRCULATION LINE VENT | C01 | 25.08.25 |  | C01A | 30.12.25 |  |  |  |  | N | I.F.C | ISO
CD | YARD | SB | CCP-W-B229-PI-140-LC-524-1 | CONDENSATE WATER TO CV HEADER VENT | C01 | 25.08.25 |  | C01A | 30.12.25 |  |  |  |  | N | I.F.C | ISO
SS | PB | SB | CCP-W-B229-PI-140-LC-601-1 | HRSG #21 CPH INLET TO SAMPLING SYSTEM(BEFORE ISOLATION VALVE) | C01 | 21.08.25 |  | C01A | 30.12.25 |  |  |  |  | N | I.F.C | ISO
SS | PB | SB | CCP-W-B229-PI-140-LC-602-1 | HRSG #21 CPH INLET(AFTER ISOLATION VALVE) TO SAMPLING SYSTEM | C01 | 21.08.25 |  | C01A | 30.12.25 |  |  |  |  | N | I.F.C | ISO
SS | PB | SB | CCP-W-B229-PI-140-LC-602-2 | HRSG #21 CPH INLET(AFTER ISOLATION VALVE) TO SAMPLING SYSTEM | C01 | 21.08.25 |  | C01A | 30.12.25 |  |  |  |  | N | I.F.C | ISO
SS | PB | SB | CCP-W-B229-PI-140-LC-602-3 | HRSG #21 CPH INLET(AFTER ISOLATION VALVE) TO SAMPLING SYSTEM | C01 | 21.08.25 |  | C01A | 30.12.25 |  |  |  |  | N | I.F.C | ISO
SS | PB | SB | CCP-W-B229-PI-140-LC-603-1 | HRSG #22 CPH INLET TO SAMPLING SYSTEM(BEFORE ISOLATION VALVE) | C01 | 21.08.25 |  | C01A | 30.12.25 |  |  |  |  | N | I.F.C | ISO
SS | PB | SB | CCP-W-B229-PI-140-LC-604-1 | HRSG #22 CPH INLET(AFTER ISOLATION VALVE) TO SAMPLING SYSTEM | C01 | 21.08.25 |  | C01A | 30.12.25 |  |  |  |  | N | I.F.C | ISO
SS | PB | SB | CCP-W-B229-PI-140-LC-604-2 | HRSG #22 CPH INLET(AFTER ISOLATION VALVE) TO SAMPLING SYSTEM | C01 | 21.08.25 |  | C01A | 30.12.25 |  |  |  |  | N | I.F.C | ISO
SS | PB | SB | CCP-W-B229-PI-140-LC-604-3 | HRSG #22 CPH INLET(AFTER ISOLATION VALVE) TO SAMPLING SYSTEM | C01 | 21.08.25 |  | C01A | 30.12.25 |  |  |  |  | N | I.F.C | ISO
SS | PB | SB | CCP-W-B229-PI-140-LC-604-4 | HRSG #22 CPH INLET(AFTER ISOLATION VALVE) TO SAMPLING SYSTEM | C01 | 21.08.25 |  | C01A | 30.12.25 |  |  |  |  | N | I.F.C | ISO
SS | PB | SB | CCP-W-B229-PI-140-LC-604-5 | HRSG #22 CPH INLET(AFTER ISOLATION VALVE) TO SAMPLING SYSTEM | C01 | 21.08.25 |  | C01A | 30.12.25 |  |  |  |  | N | I.F.C | ISO
SS | PB | SB | CCP-W-B229-PI-140-LC-604-6 | HRSG #22 CPH INLET(AFTER ISOLATION VALVE) TO SAMPLING SYSTEM | C01 | 21.08.25 |  | C01A | 30.12.25 |  |  |  |  | N | I.F.C | ISO
CD | YARD | SB | CCP-W-B229-PI-140-ST-461-1 | STR-29161 DRAIN | C01 | 25.08.25 |  | C01A | 30.12.25 |  |  |  |  | N | I.F.C | ISO
CD | YARD | SB | CCP-W-B229-PI-140-ST-462-1 | STR-29162 DRAIN | C01 | 25.08.25 |  | C01A | 30.12.25 |  |  |  |  | N | I.F.C | ISO
CD | YARD | SB | CCP-W-B229-PI-140-ST-471-1 | SPRAY FOR #1 LP BYPASS VALVE TO STRAINER DRAIN LINE | C01 | 25.08.25 |  | C01A | 30.12.25 |  |  |  |  | N | I.F.C | ISO
CD | YARD | SB | CCP-W-B229-PI-140-ST-472-1 | SPRAY FOR #2 LP BYPASS VALVE TO STRAINER DRAIN LINE | C01 | 25.08.25 |  | C01A | 30.12.25 |  |  |  |  | N | I.F.C | ISO
CD | PB | SB | CCP-W-B229-PI-140-ST-481-1 | CEP DISCHARGE LINE STRAINER DRAIN | C01 | 25.08.25 |  | C01A | 30.12.25 |  |  |  |  | N | I.F.C | ISO
CD | PB | SB | CCP-W-B229-PI-140-ST-482-1 | CEP DISCHARGE LINE STRAINER DRAIN | C01 | 25.08.25 |  | C01A | 30.12.25 |  |  |  |  | N | I.F.C | ISO
CD | PB | SB | CCP-W-B229-PI-140-ST-483-1 | WATER SPRAY HEADER DRAIN | C01 | 25.08.25 |  | C01A | 30.12.25 |  |  |  |  | N | I.F.C | ISO
FW | PB | LB | CCP-W-B230-PI-140-BWF-001-1 | HRSG LP DRUMTO BFP(#A, B) SUCTION (COMMON) | C01 | 03.04.25 |  | C01A | 31.01.26 |  |  |  |  | N | I.F.C | ISO
FW | PB | LB | CCP-W-B230-PI-140-BWF-002-1 | BFP(#A, B) SUCTION (COMMON)TO BFP #A SUCTION(INDIVIDUAL) | C01 | 03.04.25 |  | C01A | 31.01.26 |  |  |  |  | N | I.F.C | ISO
FW | PB | LB | CCP-W-B230-PI-140-BWF-003-1 | BFP(#A, B) SUCTION (COMMON)TO BFP #B SUCTION(INDIVIDUAL) | C01 | 03.04.25 |  | C01A | 31.01.26 |  |  |  |  | N | I.F.C | ISO
FW | PB | LB | CCP-W-B230-PI-140-BWF-004-1 | BFP #A IP DISCHARGE(INDIVIDUAL)TO BFP(#A, B) IP DISCHARGE (COMMON) | C01 | 03.04.25 |  | C01A | 31.01.26 |  |  |  |  | N | I.F.C | ISO
FW | PB | LB | CCP-W-B230-PI-140-BWF-005-1 | BFP #B IP DISCHARGE(INDIVIDUAL)TO BFP(#A, B) IP DISCHARGE (COMMON) | C01 | 03.04.25 |  | C01A | 31.01.26 |  |  |  |  | N | I.F.C | ISO
FW | PB | LB | CCP-W-B230-PI-140-BWF-006-1 | BFP(#A, B) IP DISCHARGE (COMMON)TO FUEL GAS PERFORMANCE HEATER | C01 | 03.04.25 |  | C01A | 31.01.26 |  |  |  |  | N | I.F.C | ISO
FW | PB | LB | CCP-W-B230-PI-140-BWF-006-2 | BFP(#A, B) IP DISCHARGE (COMMON)TO FUEL GAS PERFORMANCE HEATER | C01 | 03.04.25 |  | C01A | 31.01.26 |  |  |  |  | N | I.F.C | ISO
FW | PB | LB | CCP-W-B230-PI-140-BWF-007-1 | BFP #A HP DISCHARGETO MOV UPSTREAM | C01 | 03.04.25 |  | C01A | 31.01.26 |  |  |  |  | N | I.F.C | ISO
FW | PB | LB | CCP-W-B230-PI-140-BWF-007-2 | BFP #A HP DISCHARGETO MOV UPSTREAM | C01 | 03.04.25 |  | C01A | 31.01.26 |  |  |  |  | N | I.F.C | ISO
FW | PB | LB | CCP-W-B230-PI-140-BWF-008-1 | BFP #B HP DISCHARGETO MOV UPSTREAM | C01 | 03.04.25 |  | C01A | 31.01.26 |  |  |  |  | N | I.F.C | ISO
FW | PB | LB | CCP-W-B230-PI-140-BWF-008-2 | BFP #B HP DISCHARGETO MOV UPSTREAM | C01 | 03.04.25 |  | C01A | 31.01.26 |  |  |  |  | N | I.F.C | ISO
FW | PB | LB | CCP-W-B230-PI-140-BWF-011-1 | BFP(#A, B) HP DISCHARGE (COMMON)TO HRSG HP ECONOMIZER INLET | C01 | 03.04.25 |  | C01A | 31.01.26 |  |  |  |  | N | I.F.C | ISO
FW | PB | LB | CCP-W-B230-PI-140-BWF-012-1 | BFP #A MIN RECIRCULATION RETURNTO B2-MV-30103A UPSTREAM | C01 | 03.04.25 |  | C01A | 31.01.26 |  |  |  |  | N | I.F.C | ISO
FW | PB | LB | CCP-W-B230-PI-140-BWF-013-1 | BFP #B MIN RECIRCULATION RETURNTO B2-MV-30103B UPSTREAM | C01 | 03.04.25 |  | C01A | 31.01.26 |  |  |  |  | N | I.F.C | ISO
FW | PB | LB | CCP-W-B230-PI-140-BWF-014-1 | BFP #A MIN REC. B2-MV-30103A DOWNSTREAMTO HRSG LP DRUM | C01 | 03.04.25 |  | C01A | 31.01.26 |  |  |  |  | N | I.F.C | ISO
FW | PB | LB | CCP-W-B230-PI-140-BWF-015-1 | BFP #B MIN REC. B2-MV-30103B DOWNSTREAMTO HRSG LP DRUM | C01 | 03.04.25 |  | C01A | 31.01.26 |  |  |  |  | N | I.F.C | ISO
FW | PB | SB | CCP-W-B230-PI-140-BWF-016-1 | BFP(#A, B) HP DISCHARGE (COMMON) TO BFP WARM UP(COMMON) | C01 | 13.08.25 |  | C01A | 30.12.25 |  |  |  |  | N | I.F.C | ISO
FW | PB | SB | CCP-W-B230-PI-140-BWF-017-1 | BFP WARM UP(COMMON) TO BFP #A WARM UP | C01 | 13.08.25 |  | C01A | 30.12.25 |  |  |  |  | N | I.F.C | ISO
FW | PB | SB | CCP-W-B230-PI-140-BWF-018-1 | BFP WARM UP(COMMON) TO BFP #B WARM UP | C01 | 13.08.25 |  | C01A | 30.12.25 |  |  |  |  | N | I.F.C | ISO
FW | PB | SB | CCP-W-B230-PI-140-BWF-021-1 | PER. HEATER INLET SHUT OFF VALVE BYPASS LINE | C01 | 13.08.25 |  | C01A | 30.12.25 |  |  |  |  | N | I.F.C | ISO
FGH | PB | LB | CCP-W-B230-PI-140-BWF-022-1 | FUEL GAS PERFORMANCE HEATER OUTLET TO GAS LEAKAGE SYSTEM HEADER | C01 | 28.04.25 | SCOPE 구분 미확정 | C01A | 31.01.26 |  |  |  |  | N | I.F.C | ISO
FGH | PB | LB | CCP-W-B230-PI-140-BWF-023-1 | GAS LEAKAGE SYSTEM HEADER | C01 | 28.04.25 |  | C01A | 31.01.26 |  |  |  |  | N | I.F.C | ISO
FGH | PB | LB | CCP-W-B230-PI-140-BWF-024-1 | GAS LEAKAGE SYSTEM HEADER TO B2-MV-30107 UPSTREAM | C01 | 28.04.25 |  | C01A | 31.01.26 |  |  |  |  | N | I.F.C | ISO
FGH | PB | LB | CCP-W-B230-PI-140-BWF-025-1 | B2-MV-30107 DOWNSTREAM TO HRSG CPH INLET | C01 | 28.04.25 |  | C01A | 31.01.26 |  |  |  |  | N | I.F.C | ISO
FGH | PB | LB | CCP-W-B230-PI-140-BWF-025-2 | B2-MV-30107 DOWNSTREAM TO HRSG CPH INLET | C01 | 28.04.25 |  | C01A | 31.01.26 |  |  |  |  | N | I.F.C | ISO
FW | PB | LB | CCP-W-B230-PI-140-BWF-026-1 | DEMI INITIAL FILLING TO HRSG HP ECONOMIZER FILLING | C01 | 31.01.26 | DW → FW SYSTEM (SYSTEM 변경에 의한 추가) | [6 empty] | N | I.F.C | ISO
FW | PB | LB | CCP-W-B230-PI-140-BWF-027-1 | DEMI INITIAL FILLING TO FUEL GAS PERFORMANCE HEATER FILLING | C01 | 31.01.26 | DW → FW SYSTEM (SYSTEM 변경에 의한 추가) | [6 empty] | N | I.F.C | ISO
FW | PB | SB | CCP-W-B230-PI-140-BWF-191-1 | BFP #A SUCTION PSV INLET | C01 | 13.08.25 |  | C01A | 30.12.25 |  |  |  |  | N | I.F.C | ISO
FW | PB | SB | CCP-W-B230-PI-140-BWF-192-1 | BFP #B SUCTION PSV INLET | C01 | 13.08.25 |  | C01A | 30.12.25 |  |  |  |  | N | I.F.C | ISO
FW | PB | SB | CCP-W-B230-PI-140-BWF-193-1 | BFP #A SUCTION PSV OUTLET | C01 | 13.08.25 |  | C01A | 30.12.25 |  |  |  |  | N | I.F.C | ISO
FW | PB | SB | CCP-W-B230-PI-140-BWF-194-1 | BFP #B SUCTION PSV OUTLET | C01 | 13.08.25 |  | C01A | 30.12.25 |  |  |  |  | N | I.F.C | ISO
FW | PB | SB | CCP-W-B230-PI-140-BWF-195-1 | PERFORMANCE HEATER INLET PSV INLET | C01 | 13.08.25 |  | C01A | 30.12.25 |  |  |  |  | N | I.F.C | ISO
FW | PB | SB | CCP-W-B230-PI-140-BWF-196-1 | PERFORMANCE HEATER INLET PSV OUTLET | C01 | 13.08.25 |  | C01A | 30.12.25 |  |  |  |  | N | I.F.C | ISO
FGH | PB | SB | CCP-W-B230-PI-140-BWF-197-1 | GT FGH IP FCV DOWNSTREAM PSV INLET | C01 | 09.02.25 |  | C01A | 30.12.25 |  |  |  |  | N | I.F.C | ISO
FGH | PB | SB | CCP-W-B230-PI-140-BWF-198-1 | GT FGH IP FCV DOWNSTREAM PSV OUTLET | C01 | 09.02.25 |  | C01A | 30.12.25 |  |  |  |  | N | I.F.C | ISO
FW | PB | SB | CCP-W-B230-PI-140-BWF-401-1 | BFP #A CASING DRAIN | C01 | 13.08.25 |  | C01A | 30.12.25 |  |  |  |  | N | I.F.C | ISO
FW | PB | SB | CCP-W-B230-PI-140-BWF-402-1 | BFP #B CASING DRAIN | C01 | 13.08.25 |  | C01A | 30.12.25 |  |  |  |  | N | I.F.C | ISO
FGH | PB | SB | CCP-W-B230-PI-140-BWF-404-1 | GT FGH IP FCV UPSTREAM DRAIN | C01 | 09.02.25 |  | C01A | 30.12.25 |  |  |  |  | N | I.F.C | ISO
FW | PB | SB | CCP-W-B230-PI-140-BWF-405-1 | BFP#A SUCTION SIMPLEX STRAINER DRAIN | C01 | 13.08.25 |  | C01A | 30.12.25 |  |  |  |  | N | I.F.C | ISO
FW | PB | SB | CCP-W-B230-PI-140-BWF-406-1 | BFP#B SUCTION SIMPLEX STRAINER DRAIN | C01 | 13.08.25 |  | C01A | 30.12.25 |  |  |  |  | N | I.F.C | ISO
FGH | PB | SB | CCP-W-B230-PI-140-BWF-501-1 | FUEL GAS HEATER LEAKED GAS VENT LINE TO RO UPSTREAM | C01 | 09.02.25 |  | C01A | 30.12.25 |  |  |  |  | N | I.F.C | ISO
FGH | PB | SB | CCP-W-B230-PI-140-BWF-502-1 | FUEL GAS HEATER LEAKED GAS VENT LINE(RO DOWNSTREAM) TO ATMOSPHERE | C01 | 09.02.25 |  | C01A | 30.12.25 |  |  |  |  | N | I.F.C | ISO
FGH | PB | SB | CCP-W-B230-PI-140-BWF-502-2 | FUEL GAS HEATER LEAKED GAS VENT LINE(RO DOWNSTREAM) TO ATMOSPHERE | C01 | 09.02.25 |  | C01A | 30.12.25 |  |  |  |  | N | I.F.C | ISO
FW | PB | SB | CCP-W-B230-PI-140-BWF-503-1 | BFP#A SUCTION SIMPLEX STRAINER VENT | C01 | 13.08.25 |  | C01A | 30.12.25 |  |  |  |  | N | I.F.C | ISO
FW | PB | SB | CCP-W-B230-PI-140-BWF-504-1 | BFP#B SUCTION SIMPLEX STRAINER VENT | C01 | 13.08.25 |  | C01A | 30.12.25 |  |  |  |  | N | I.F.C | ISO
SS | PB | SB | CCP-W-B230-PI-140-BWF-601-1 | BFP(#A, B) SUCTION (COMMON) TO SAMPLING(BEFORE ISOLATION VALVE) | C01 | 21.08.25 |  | C01A | 30.12.25 |  |  |  |  | N | I.F.C | ISO
SS | PB | SB | CCP-W-B230-PI-140-BWF-602-1 | BFP(#A, B) SUCTION (AFTER ISOLATION VALVE) TO SAMPLING | C01 | 21.08.25 |  | C01A | 30.12.25 |  |  |  |  | N | I.F.C | ISO
SS | PB | SB | CCP-W-B230-PI-140-BWF-602-2 | BFP(#A, B) SUCTION (AFTER ISOLATION VALVE) TO SAMPLING | C01 | 21.08.25 |  | C01A | 30.12.25 |  |  |  |  | N | I.F.C | ISO
SS | PB | SB | CCP-W-B230-PI-140-BWF-602-3 | BFP(#A, B) SUCTION (AFTER ISOLATION VALVE) TO SAMPLING | C01 | 21.08.25 |  | C01A | 30.12.25 |  |  |  |  | N | I.F.C | ISO
SS | PB | SB | CCP-W-B230-PI-140-BWF-602-4 | BFP(#A, B) SUCTION (AFTER ISOLATION VALVE) TO SAMPLING | C01 | 21.08.25 |  | C01A | 30.12.25 |  |  |  |  | N | I.F.C | ISO
FW | PB | LB | CCP-W-B231-PI-140-BWF-001-1 | HRSG LP DRUMTO BFP(#A, B) SUCTION (COMMON) | C01 | 03.04.25 |  | C01A | 31.01.26 |  |  |  |  | N | I.F.C | ISO
FW | PB | LB | CCP-W-B231-PI-140-BWF-002-1 | BFP(#A, B) SUCTION (COMMON)TO BFP #A SUCTION(INDIVIDUAL) | C01 | 03.04.25 |  | C01A | 31.01.26 |  |  |  |  | N | I.F.C | ISO
FW | PB | LB | CCP-W-B231-PI-140-BWF-003-1 | BFP(#A, B) SUCTION (COMMON)TO BFP #B SUCTION(INDIVIDUAL) | C01 | 03.04.25 |  | C01A | 31.01.26 |  |  |  |  | N | I.F.C | ISO
FW | PB | LB | CCP-W-B231-PI-140-BWF-004-1 | BFP #A IP DISCHARGE(INDIVIDUAL)TO BFP(#A, B) IP DISCHARGE (COMMON) | C01 | 03.04.25 |  | C01A | 31.01.26 |  |  |  |  | N | I.F.C | ISO
FW | PB | LB | CCP-W-B231-PI-140-BWF-005-1 | BFP #B IP DISCHARGE(INDIVIDUAL)TO BFP(#A, B) IP DISCHARGE (COMMON) | C01 | 03.04.25 |  | C01A | 31.01.26 |  |  |  |  | N | I.F.C | ISO
FW | PB | LB | CCP-W-B231-PI-140-BWF-006-1 | BFP(#A, B) IP DISCHARGE (COMMON)TO FUEL GAS PERFORMANCE HEATER | C01 | 03.04.25 |  | C01A | 31.01.26 |  |  |  |  | N | I.F.C | ISO
FW | PB | LB | CCP-W-B231-PI-140-BWF-006-2 | BFP(#A, B) IP DISCHARGE (COMMON)TO FUEL GAS PERFORMANCE HEATER | C01 | 03.04.25 |  | C01A | 31.01.26 |  |  |  |  | N | I.F.C | ISO
FW | PB | LB | CCP-W-B231-PI-140-BWF-007-1 | BFP #A HP DISCHARGETO DISCHARGE | C01 | 03.04.25 |  | C01A | 31.01.26 |  |  |  |  | N | I.F.C | ISO
FW | PB | LB | CCP-W-B231-PI-140-BWF-007-2 | BFP #A HP DISCHARGETO DISCHARGE | C01 | 03.04.25 |  | C01A | 31.01.26 |  |  |  |  | N | I.F.C | ISO
FW | PB | LB | CCP-W-B231-PI-140-BWF-008-1 | BFP #B HP DISCHARGETO DISCHARGE | C01 | 03.04.25 |  | C01A | 31.01.26 |  |  |  |  | N | I.F.C | ISO
FW | PB | LB | CCP-W-B231-PI-140-BWF-008-2 | BFP #B HP DISCHARGETO DISCHARGE | C01 | 03.04.25 |  | C01A | 31.01.26 |  |  |  |  | N | I.F.C | ISO
FW | PB | LB | CCP-W-B231-PI-140-BWF-011-1 | BFP(#A, B) HP DISCHARGE (COMMON)TO HRSG HP ECONOMIZER INLET | C01 | 03.04.25 |  | C01A | 31.01.26 |  |  |  |  | N | I.F.C | ISO
FW | PB | LB | CCP-W-B231-PI-140-BWF-012-1 | BFP #A MIN RECIRCULATION RETURNTO B2-MV-31103A UPSTREAM | C01 | 03.04.25 |  | C01A | 31.01.26 |  |  |  |  | N | I.F.C | ISO
FW | PB | LB | CCP-W-B231-PI-140-BWF-013-1 | BFP #B MIN RECIRCULATION RETURNTO B2-MV-31103B UPSTREAM | C01 | 03.04.25 |  | C01A | 31.01.26 |  |  |  |  | N | I.F.C | ISO
FW | PB | LB | CCP-W-B231-PI-140-BWF-014-1 | BFP #A MIN REC. B2-MV-31103A DOWNSTREAMTO HRSG LP DRUM | C01 | 03.04.25 |  | C01A | 31.01.26 |  |  |  |  | N | I.F.C | ISO
FW | PB | LB | CCP-W-B231-PI-140-BWF-015-1 | BFP #B MIN REC. B2-MV-31103B DOWNSTREAMTO HRSG LP DRUM | C01 | 03.04.25 |  | C01A | 31.01.26 |  |  |  |  | N | I.F.C | ISO
FW | PB | SB | CCP-W-B231-PI-140-BWF-016-1 | BFP(#A, B) HP DISCHARGE (COMMON) TO BFP WARM UP(COMMON) | C01 | 13.08.25 |  | C01A | 30.12.25 |  |  |  |  | N | I.F.C | ISO
FW | PB | SB | CCP-W-B231-PI-140-BWF-017-1 | BFP WARM UP(COMMON) TO BFP #A WARM UP | C01 | 13.08.25 |  | C01A | 30.12.25 |  |  |  |  | N | I.F.C | ISO
FW | PB | SB | CCP-W-B231-PI-140-BWF-018-1 | BFP WARM UP(COMMON) TO BFP #B WARM UP | C01 | 13.08.25 |  | C01A | 30.12.25 |  |  |  |  | N | I.F.C | ISO
FW | PB | SB | CCP-W-B231-PI-140-BWF-021-1 | PER. HEATER INLET SHUT OFF VALVE BYPASS LINE | C01 | 13.08.25 |  | C01A | 30.12.25 |  |  |  |  | N | I.F.C | ISO
FGH | PB | LB | CCP-W-B231-PI-140-BWF-022-1 | FUEL GAS PERFORMANCE HEATER OUTLET TO GAS LEAKAGE SYSTEM HEADER | C01 | 28.04.25 | SCOPE 구분 미확정 | C01A | 31.01.26 |  |  |  |  | N | I.F.C | ISO
FGH | PB | LB | CCP-W-B231-PI-140-BWF-023-1 | GAS LEAKAGE SYSTEM HEADER | C01 | 28.04.25 |  | C01A | 31.01.26 |  |  |  |  | N | I.F.C | ISO
FGH | PB | LB | CCP-W-B231-PI-140-BWF-024-1 | GAS LEAKAGE SYSTEM HEADER TO B2-MV-31107 UPSTREAM | C01 | 28.04.25 |  | C01A | 31.01.26 |  |  |  |  | N | I.F.C | ISO
FGH | PB | LB | CCP-W-B231-PI-140-BWF-025-1 | B2-MV-31107 DOWNSTREAM TO HRSG CPH INLET | C01 | 28.04.25 |  | C01A | 31.01.26 |  |  |  |  | N | I.F.C | ISO
FGH | PB | LB | CCP-W-B231-PI-140-BWF-025-2 | B2-MV-31107 DOWNSTREAM TO HRSG CPH INLET | C01 | 28.04.25 |  | C01A | 31.01.26 |  |  |  |  | N | I.F.C | ISO
FW | PB | LB | CCP-W-B231-PI-140-BWF-026-1 | DEMI INITIAL FILLING TO HRSG HP ECONOMIZER FILLING | C01 | 31.01.26 | DW → FW SYSTEM (SYSTEM 변경에 의한 추가) | [6 empty] | N | I.F.C | ISO
FW | PB | LB | CCP-W-B231-PI-140-BWF-027-1 | DEMI INITIAL FILLING TO FUEL GAS PERFORMANCE HEATER FILLING | C01 | 31.01.26 | DW → FW SYSTEM (SYSTEM 변경에 의한 추가) | [6 empty] | N | I.F.C | ISO
FW | PB | SB | CCP-W-B231-PI-140-BWF-191-1 | BFP #A SUCTION PSV INLET | C01 | 13.08.25 |  | C01A | 30.12.25 |  |  |  |  | N | I.F.C | ISO
FW | PB | SB | CCP-W-B231-PI-140-BWF-192-1 | BFP #B SUCTION PSV INLET | C01 | 13.08.25 |  | C01A | 30.12.25 |  |  |  |  | N | I.F.C | ISO
FW | PB | SB | CCP-W-B231-PI-140-BWF-193-1 | BFP #A SUCTION PSV OUTLET | C01 | 13.08.25 |  | C01A | 30.12.25 |  |  |  |  | N | I.F.C | ISO
FW | PB | SB | CCP-W-B231-PI-140-BWF-194-1 | BFP #B SUCTION PSV OUTLET | C01 | 13.08.25 |  | C01A | 30.12.25 |  |  |  |  | N | I.F.C | ISO
FW | PB | SB | CCP-W-B231-PI-140-BWF-195-1 | PERFORMANCE HEATER INLET PSV INLET | C01 | 13.08.25 |  | C01A | 30.12.25 |  |  |  |  | N | I.F.C | ISO
FW | PB | SB | CCP-W-B231-PI-140-BWF-196-1 | PERFORMANCE HEATER INLET PSV OUTLET | C01 | 13.08.25 |  | C01A | 30.12.25 |  |  |  |  | N | I.F.C | ISO
FGH | PB | SB | CCP-W-B231-PI-140-BWF-197-1 | GT FGH IP FCV DOWNSTREAM PSV INLET | C01 | 09.02.25 |  | C01A | 30.12.25 |  |  |  |  | N | I.F.C | ISO
FGH | PB | SB | CCP-W-B231-PI-140-BWF-198-1 | GT FGH IP FCV DOWNSTREAM PSV OUTLET | C01 | 09.02.25 |  | C01A | 30.12.25 |  |  |  |  | N | I.F.C | ISO
FW | PB | SB | CCP-W-B231-PI-140-BWF-401-1 | BFP #A CASING DRAIN | C01 | 13.08.25 |  | C01A | 30.12.25 |  |  |  |  | N | I.F.C | ISO
FW | PB | SB | CCP-W-B231-PI-140-BWF-402-1 | BFP #B CASING DRAIN | C01 | 13.08.25 |  | C01A | 30.12.25 |  |  |  |  | N | I.F.C | ISO
FGH | PB | SB | CCP-W-B231-PI-140-BWF-404-1 | GT FGH IP FCV UPSTREAM DRAIN | C01 | 09.02.25 |  | C01A | 30.12.25 |  |  |  |  | N | I.F.C | ISO
FW | PB | SB | CCP-W-B231-PI-140-BWF-405-1 | BFP#A SUCTION SIMPLEX STRAINER DRAIN | C01 | 13.08.25 |  | C01A | 30.12.25 |  |  |  |  | N | I.F.C | ISO
FW | PB | SB | CCP-W-B231-PI-140-BWF-406-1 | BFP#B SUCTION SIMPLEX STRAINER DRAIN | C01 | 13.08.25 |  | C01A | 30.12.25 |  |  |  |  | N | I.F.C | ISO
FGH | PB | SB | CCP-W-B231-PI-140-BWF-501-1 | FUEL GAS HEATER LEAKED GAS VENT LINE TO RO UPSTREAM | C01 | 09.02.25 |  | C01A | 30.12.25 |  |  |  |  | N | I.F.C | ISO
FGH | PB | SB | CCP-W-B231-PI-140-BWF-502-1 | FUEL GAS HEATER LEAKED GAS VENT LINE(RO DOWNSTREAM) TO ATMOSPHERE | C01 | 09.02.25 |  | C01A | 30.12.25 |  |  |  |  | N | I.F.C | ISO
FGH | PB | SB | CCP-W-B231-PI-140-BWF-502-2 | FUEL GAS HEATER LEAKED GAS VENT LINE(RO DOWNSTREAM) TO ATMOSPHERE | C01 | 09.02.25 |  | C01A | 30.12.25 |  |  |  |  | N | I.F.C | ISO
FW | PB | SB | CCP-W-B231-PI-140-BWF-503-1 | BFP#A SUCTION SIMPLEX STRAINER VENT | C01 | 13.08.25 |  | C01A | 30.12.25 |  |  |  |  | N | I.F.C | ISO
FW | PB | SB | CCP-W-B231-PI-140-BWF-504-1 | BFP#B SUCTION SIMPLEX STRAINER VENT | C01 | 13.08.25 |  | C01A | 30.12.25 |  |  |  |  | N | I.F.C | ISO
SS | PB | SB | CCP-W-B231-PI-140-BWF-601-1 | BFP(#A, B) SUCTION (COMMON) TO SAMPLING(BEFORE ISOLATION VALVE) | C01 | 21.08.25 |  | C01A | 30.12.25 |  |  |  |  | N | I.F.C | ISO
SS | PB | SB | CCP-W-B231-PI-140-BWF-602-1 | BFP(#A, B) SUCTION (AFTER ISOLATION VALVE) TO SAMPLING | C01 | 21.08.25 |  | C01A | 30.12.25 |  |  |  |  | N | I.F.C | ISO
SS | PB | SB | CCP-W-B231-PI-140-BWF-602-2 | BFP(#A, B) SUCTION (AFTER ISOLATION VALVE) TO SAMPLING | C01 | 21.08.25 |  | C01A | 30.12.25 |  |  |  |  | N | I.F.C | ISO
SS | PB | SB | CCP-W-B231-PI-140-BWF-602-3 | BFP(#A, B) SUCTION (AFTER ISOLATION VALVE) TO SAMPLING | C01 | 21.08.25 |  | C01A | 30.12.25 |  |  |  |  | N | I.F.C | ISO
SS | PB | SB | CCP-W-B231-PI-140-BWF-602-4 | BFP(#A, B) SUCTION (AFTER ISOLATION VALVE) TO SAMPLING | C01 | 21.08.25 |  | C01A | 30.12.25 |  |  |  |  | N | I.F.C | ISO
SS | PB | SB | CCP-W-B231-PI-140-BWF-602-5 | BFP(#A, B) SUCTION (AFTER ISOLATION VALVE) TO SAMPLING | C01 | 21.08.25 |  | C01A | 30.12.25 |  |  |  |  | N | I.F.C | ISO
SS | PB | SB | CCP-W-B231-PI-140-BWF-602-6 | BFP(#A, B) SUCTION (AFTER ISOLATION VALVE) TO SAMPLING | C01 | 21.08.25 |  | C01A | 30.12.25 |  |  |  |  | N | I.F.C | ISO
CCW | YARD | LB | CCP-W-B232-PI-140-CWR-001-1 | CCWP COMMON SUCTION HEADER TO CCWP A | C01 | 11.04.25 | EXPANSION JOINT,STRAINER 미접수 | C01A | 31.01.26 |  |  |  |  | N | I.F.C | ISO
CCW | YARD | LB | CCP-W-B232-PI-140-CWR-002-1 | CCWP COMMON SUCTION HEADER TO CCWP B | C01 | 11.04.25 | EXPANSION JOINT,STRAINER 미접수 | C01A | 31.01.26 |  |  |  |  | N | I.F.C | ISO
CCW | YARD | LB | CCP-W-B232-PI-140-CWR-003-1 | CCWP COMMON SUCTION HEADER TO CCWP C | C01 | 11.04.25 | EXPANSION JOINT,STRAINER 미접수 | C01A | 31.01.26 |  |  |  |  | N | I.F.C | ISO
CCW | YARD | LB | CCP-W-B232-PI-140-CWR-004-1 | CCWP COMMON SUCTION HEADER TO EACH CCWP | C01 | 11.04.25 |  | C01A | 31.01.26 |  |  |  |  | N | I.F.C | ISO
CCW | YARD | LB | CCP-W-B232-PI-140-CWR-005-1 | CCW COMMON RETURN HEADER INCREASER TO CCW BUILDING REUTRN HEADER | C01 | 11.04.25 |  | C01A | 31.01.26 |  |  |  |  | N | I.F.C | ISO
CCW | YARD | LB | CCP-W-B232-PI-140-CWR-006-1 | CCW RETURN HEADER TO CCW COMMON RETURN HEADER INCREASER | C01 | 11.04.25 |  | C01A | 31.01.26 |  |  |  |  | N | I.F.C | ISO
CCW | YARD | LB | CCP-W-B232-PI-140-CWR-006-2 | CCW RETURN HEADER TO CCW COMMON RETURN HEADER INCREASER | C01 | 11.04.25 |  | C01A | 31.01.26 |  |  |  |  | N | I.F.C | ISO
CCW | PB | LB | CCP-W-B232-PI-140-CWR-007-1 | CCW HEAD TANK TO CCW BUILDING HEAD TANK INLET | C01 | 11.04.25 | NOZZLE 위치 미확정 | C01A | 31.01.26 |  |  |  |  | N | I.F.C | ISO
CCW | YARD | LB | CCP-W-B232-PI-140-CWR-008-1 | CCW RECIRCULATION LINE TO CCWP COMMON SUCTION HEADER | C01 | 11.04.25 |  | C01A | 31.01.26 |  |  |  |  | N | I.F.C | ISO
CCW | YARD | SB | CCP-W-B232-PI-140-CWR-009-1 | CHEMICAL ADDITIVE TANK TO CCWP COMMON SUCTION HEADER | C01 | 19.08.25 |  | C01A | 30.12.25 |  |  |  |  | N | I.F.C | ISO
CCW | YARD | SB | CCP-W-B232-PI-140-CWR-010-1 | CHEMICAL ADDITIVE TANK TO HEAT EXCHANGER INLET LINE | C01 | 19.08.25 |  | C01A | 30.12.25 |  |  |  |  | N | I.F.C | ISO
CCW | PB | LB | CCP-W-B232-PI-140-CWR-017-1 | CCW RETURN TO ST AREA COMMON OUTLET | C01 | 11.04.25 |  | C01A | 31.01.26 |  |  |  |  | N | I.F.C | ISO
CCW | PB | LB | CCP-W-B232-PI-140-CWR-018-1 | ST GENERATOR COOLER OUTLET COMMON TO ST OUTLET COMMON LINE | C01 | 11.04.25 |  | C01A | 31.01.26 |  |  |  |  | N | I.F.C | ISO
CCW | PB | LB | CCP-W-B232-PI-140-CWR-019-1 | ST HPU OIL & LO COOLER OUTLET COMMON TO CCW ST RETURN HEADER | C01 | 11.04.25 |  | C01A | 31.01.26 |  |  |  |  | N | I.F.C | ISO
CCW | PB | SB | CCP-W-B232-PI-140-CWR-020-1 | ST HPU OIL TO ST HPU OIL & LUBE OIL COOLER OUTLET COMMON | C01 | 19.08.25 |  | C01A | 30.12.25 |  |  |  |  | N | I.F.C | ISO
CCW | PB | LB | CCP-W-B232-PI-140-CWR-021-1 | ST LUBE OIL COOLER A TO ST HPU OIL & LO COOLER OUTLET COMMON | C01 | 11.04.25 |  | C01A | 31.01.26 |  |  |  |  | N | I.F.C | ISO
CCW | PB | LB | CCP-W-B232-PI-140-CWR-022-1 | ST LUBE OIL COOLER B TO ST HPU OIL & LO COOLER OUTLET COMMON | C01 | 11.04.25 |  | C01A | 31.01.26 |  |  |  |  | N | I.F.C | ISO
CCW | PB | LB | CCP-W-B232-PI-140-CWR-023-1 | ST GENERATOR COOLER A TO ST GENERATOR COOLER OUTLET COMMON | C01 | 11.04.25 | NOZZLE 위치 미확정 | C01A | 31.01.26 |  |  |  |  | N | I.F.C | ISO
CCW | PB | LB | CCP-W-B232-PI-140-CWR-024-1 | ST GENERATOR COOLER B TO ST GENERATOR COOLER OUTLET COMMON | C01 | 11.04.25 | NOZZLE 위치 미확정 | C01A | 31.01.26 |  |  |  |  | N | I.F.C | ISO
CCW | PB | LB | CCP-W-B232-PI-140-CWR-025-1 | ST GENERATOR COOLER C TO ST GENERATOR COOLER OUTLET COMMON | C01 | 11.04.25 | NOZZLE 위치 미확정 | C01A | 31.01.26 |  |  |  |  | N | I.F.C | ISO
CCW | PB | LB | CCP-W-B232-PI-140-CWR-026-1 | ST GENERATOR COOLER D TO ST GENERATOR COOLER OUTLET COMMON | C01 | 11.04.25 | NOZZLE 위치 미확정 | C01A | 31.01.26 |  |  |  |  | N | I.F.C | ISO
CCW | PB | LB | CCP-W-B232-PI-140-CWR-027-1 | CCW GT #22 RETURN AREA HEADER TO CCW GT #21 RETURN AREA HEADER | C01 | 11.04.25 |  | C01A | 31.01.26 |  |  |  |  | N | I.F.C | ISO
CCW | PB | SB | CCP-W-B232-PI-140-CWR-028-1 | HRSG#2 AREA TO GT#2 AND HRSG#2 OUTLET HEADER | C01 | 19.08.25 |  | C01A | 30.12.25 |  |  |  |  | N | I.F.C | ISO
CCW | PB | SB | CCP-W-B232-PI-140-CWR-029-1 | HRSG#1 AREA TO GT#1 AND HRSG#1 OUTLET HEADER | C01 | 19.08.25 |  | C01A | 30.12.25 |  |  |  |  | N | I.F.C | ISO
CCW | PB | LB | CCP-W-B232-PI-140-CWR-030-1 | GT #22 LUBE OIL COOLER TO GT #22 AND HRSG #22 OUTLET HEADER | C01 | 11.04.25 |  | C01A | 31.01.26 |  |  |  |  | N | I.F.C | ISO
CCW | PB | LB | CCP-W-B232-PI-140-CWR-030-2 | GT #22 LUBE OIL COOLER TO GT #22 AND HRSG #22 OUTLET HEADER | C01 | 11.04.25 |  | C01A | 31.01.26 |  |  |  |  | N | I.F.C | ISO
CCW | PB | LB | CCP-W-B232-PI-140-CWR-031-1 | GT #22 GENERATOR COOLER OUTLET COMMON TO GT #22 AND HRSG #22 OUTLET HEADER | C01 | 11.04.25 |  | C01A | 31.01.26 |  |  |  |  | N | I.F.C | ISO
CCW | PB | LB | CCP-W-B232-PI-140-CWR-032-1 | GT #22 GENERATOR COOLER A TO GT #22 GENERATOR COOLER OUTLET COMMON | C01 | 11.04.25 |  | C01A | 31.01.26 |  |  |  |  | N | I.F.C | ISO
CCW | PB | LB | CCP-W-B232-PI-140-CWR-033-1 | GT #22 GENERATOR COOLER B TO GT #22 GENERATOR COOLER OUTLET COMMON | C01 | 11.04.25 |  | C01A | 31.01.26 |  |  |  |  | N | I.F.C | ISO
CCW | PB | LB | CCP-W-B232-PI-140-CWR-034-1 | GT #22 GENERATOR COOLER C TO GT #22 GENERATOR COOLER OUTLET COMMON | C01 | 11.04.25 |  | C01A | 31.01.26 |  |  |  |  | N | I.F.C | ISO
CCW | PB | LB | CCP-W-B232-PI-140-CWR-035-1 | GT #22 GENERATOR COOLER D TO GT #22 GENERATOR COOLER OUTLET COMMON | C01 | 11.04.25 |  | C01A | 31.01.26 |  |  |  |  | N | I.F.C | ISO
CCW | PB | LB | CCP-W-B232-PI-140-CWR-036-1 | GT #21 LUBE OIL COOLER TO GT #21 AND HRSG #21 OUTLET HEADER | C01 | 11.04.25 |  | C01A | 31.01.26 |  |  |  |  | N | I.F.C | ISO
CCW | PB | LB | CCP-W-B232-PI-140-CWR-036-2 | GT #21 LUBE OIL COOLER TO GT #21 AND HRSG #21 OUTLET HEADER | C01 | 11.04.25 |  | C01A | 31.01.26 |  |  |  |  | N | I.F.C | ISO
CCW | PB | LB | CCP-W-B232-PI-140-CWR-037-1 | GT #21 GENERATOR COOLER OUTLET COMMON TO GT #21 AND HRSG #21 OUTLET HEADER | C01 | 11.04.25 |  | C01A | 31.01.26 |  |  |  |  | N | I.F.C | ISO
CCW | PB | LB | CCP-W-B232-PI-140-CWR-038-1 | GT #21 GENERATOR COOLER A TO GT #21 GENERATOR COOLER OUTLET COMMON | C01 | 11.04.25 |  | C01A | 31.01.26 |  |  |  |  | N | I.F.C | ISO
CCW | PB | LB | CCP-W-B232-PI-140-CWR-039-1 | GT #21 GENERATOR COOLER B TO GT #21 GENERATOR COOLER OUTLET COMMON | C01 | 11.04.25 |  | C01A | 31.01.26 |  |  |  |  | N | I.F.C | ISO
CCW | PB | LB | CCP-W-B232-PI-140-CWR-040-1 | GT #21 GENERATOR COOLER C TO GT #21 GENERATOR COOLER OUTLET COMMON | C01 | 11.04.25 |  | C01A | 31.01.26 |  |  |  |  | N | I.F.C | ISO
CCW | PB | LB | CCP-W-B232-PI-140-CWR-041-1 | GT #21 GENERATOR COOLER D TO GT #21 GENERATOR COOLER OUTLET COMMON | C01 | 11.04.25 |  | C01A | 31.01.26 |  |  |  |  | N | I.F.C | ISO
CCW | YARD | LB | CCP-W-B232-PI-140-CWR-042-1 | ACC VACCUM PUMP OUTLET COMMON TO ACC VACUUM PUMP RETURN AREA | C01 | 11.04.25 |  | C01A | 31.01.26 |  |  |  |  | N | I.F.C | ISO
CCW | YARD | LB | CCP-W-B232-PI-140-CWR-042-2 | ACC VACCUM PUMP OUTLET COMMON TO ACC VACUUM PUMP RETURN AREA | C01 | 11.04.25 |  | C01A | 31.01.26 |  |  |  |  | N | I.F.C | ISO
CCW | YARD | LB | CCP-W-B232-PI-140-CWR-043-1 | ACC VACCUM PUMP A TO ACC VACCUM PUMP OUTLET COMMON | C01 | 11.04.25 | SIGHT GLASS 미접수 | C01A | 31.01.26 |  |  |  |  | N | I.F.C | ISO
CCW | YARD | LB | CCP-W-B232-PI-140-CWR-044-1 | ACC VACCUM PUMP B TO ACC VACCUM PUMP OUTLET COMMON | C01 | 11.04.25 | SIGHT GLASS 미접수 | C01A | 31.01.26 |  |  |  |  | N | I.F.C | ISO
CCW | YARD | LB | CCP-W-B232-PI-140-CWR-045-1 | ACC VACCUM PUMP C TO ACC VACCUM PUMP OUTLET COMMON | C01 | 11.04.25 | SIGHT GLASS 미접수 | C01A | 31.01.26 |  |  |  |  | N | I.F.C | ISO
CCW | PB | LB | CCP-W-B232-PI-140-CWR-046-1 | SAMPLING SYSTEM #2 TO CCW ST RETURN HEADER | C01 | 11.04.25 |  | C01A | 31.01.26 |  |  |  |  | N | I.F.C | ISO
CCW | YARD | LB | CCP-W-B232-PI-140-CWR-049-1 | ACC VACUUM PUMP OUTLET COMMON TO ACC VACUUM PUMP RETURN AREA | C01 | 11.04.25 |  | C01A | 31.01.26 |  |  |  |  | N | I.F.C | ISO
CCW | PB | LB | CCP-W-B232-PI-140-CWR-049-2 | ACC VACUUM PUMP OUTLET COMMON TO ACC VACUUM PUMP RETURN AREA | C01 | 11.04.25 |  | C01A | 31.01.26 |  |  |  |  | N | I.F.C | ISO
CCW | PB | LB | CCP-W-B232-PI-140-CWR-050-1 | CCW ACC VACUUM PUMP RETURN AREA HEADER TO CCW GT#21 RETURN AREA HEADER | C01 | 11.04.25 |  | C01A | 31.01.26 |  |  |  |  | N | I.F.C | ISO
CCW | YARD | LB | CCP-W-B232-PI-140-CWR-051-1 | CCW BLOCK#2 RETURN LINE TO CCW RETURN HEADER | C01 | 11.04.25 |  | C01A | 31.01.26 |  |  |  |  | N | I.F.C | ISO
CCW | PB | LB | CCP-W-B232-PI-140-CWR-052-1 | GT #22 AND HRSG #22 OUTLET HEADER TO GT #22 RETURN AREA HEADER | C01 | 11.04.25 | DRAIN ROUTE 미확정 | C01A | 31.01.26 |  |  |  |  | N | I.F.C | ISO
CCW | PB | LB | CCP-W-B232-PI-140-CWR-053-1 | GT #21 AND HRSG #21 OUTLET HEADER TO CCW GT #21 RETURN AREA HEADER | C01 | 11.04.25 | DRAIN ROUTE 미확정 | C01A | 31.01.26 |  |  |  |  | N | I.F.C | ISO
CCW | PB | SB | CCP-W-B232-PI-140-CWR-054-1 | HSRG#1 BFP COOLER A TO GT#1 AND HRSG#1 OUTLET HEADER | C01 | 19.08.25 |  | C01A | 30.12.25 |  |  |  |  | N | I.F.C | ISO
CCW | PB | SB | CCP-W-B232-PI-140-CWR-055-1 | HSRG#1 BFP COOLER B TO GT#1 AND HRSG#1 OUTLET HEADER | C01 | 19.08.25 |  | C01A | 30.12.25 |  |  |  |  | N | I.F.C | ISO
CCW | PB | SB | CCP-W-B232-PI-140-CWR-056-1 | HSRG#2 BFP COOLER A TO GT#2 AND HRSG#2 OUTLET HEADER | C01 | 19.08.25 |  | C01A | 30.12.25 |  |  |  |  | N | I.F.C | ISO
CCW | PB | SB | CCP-W-B232-PI-140-CWR-057-1 | HSRG#2 BFP COOLER B TO GT#2 AND HRSG#2 OUTLET HEADER | C01 | 19.08.25 |  | C01A | 30.12.25 |  |  |  |  | N | I.F.C | ISO
CCW | YARD | LB | CCP-W-B232-PI-140-CWR-058-1 | BOP AREA RETURN HEADER TO CCW RETURN HEADER | C01 | 11.04.25 | VENT HOLD | C01A | 31.01.26 |  |  |  |  | N | I.F.C | ISO
CCW | PB | LB | CCP-W-B232-PI-140-CWR-059-1 | CCW GT #21 RETURN AREA HEADER TO CCW RETURN HEADER | C01 | 11.04.25 |  | C01A | 31.01.26 |  |  |  |  | N | I.F.C | ISO
CCW | YARD | LB | CCP-W-B232-PI-140-CWR-059-2 | CCW GT #21 RETURN AREA HEADER TO CCW RETURN HEADER | C01 | 11.04.25 |  | C01A | 31.01.26 |  |  |  |  | N | I.F.C | ISO
CCW | YARD | LB | CCP-W-B232-PI-140-CWR-061-1 | CCW BUILDING REUTRN HEADER TO CCWP COMMON SUCTION HEADER | C01 | 11.04.25 |  | C01A | 31.01.26 |  |  |  |  | N | I.F.C | ISO
CCW | YARD | SB | CCP-W-B232-PI-140-CWR-407-1 | CHEMICAL ADDITIVE TANK PSV TO CHEMICAL SUMP DRAIN | C01 | 19.08.25 |  | C01A | 30.12.25 |  |  |  |  | N | I.F.C | ISO
CCW | YARD | SB | CCP-W-B232-PI-140-CWR-412-1 | CHEMICAL ADDITIVE TANK TO CHEMICAL SUMP DRAIN | C01 | 19.08.25 |  | C01A | 30.12.25 |  |  |  |  | N | I.F.C | ISO
CCW | YARD | SB | CCP-W-B232-PI-140-CWR-501-1 | CHEMICAL ADDITIVE TANK TO CHEMICAL SUMP DRAIN | C01 | 19.08.25 |  | C01A | 30.12.25 |  |  |  |  | N | I.F.C | ISO
CCW | YARD | LB | CCP-W-B232-PI-140-CWS-001-1 | CCWP A TO CCWP DISCHARGE HEADER | C01 | 11.04.25 |  | C01A | 31.01.26 |  |  |  |  | N | I.F.C | ISO
CCW | YARD | LB | CCP-W-B232-PI-140-CWS-002-1 | CCWP B TO CCWP DISCHARGE HEADER | C01 | 11.04.25 |  | C01A | 31.01.26 |  |  |  |  | N | I.F.C | ISO
CCW | YARD | LB | CCP-W-B232-PI-140-CWS-003-1 | CCWP C TO CCWP DISCHARGE HEADER | C01 | 11.04.25 |  | C01A | 31.01.26 |  |  |  |  | N | I.F.C | ISO
CCW | YARD | LB | CCP-W-B232-PI-140-CWS-004-1 | CCWP DISCHARGE HEADER TO CCW DISCHARGE REDUNDANCY LINE#1 | C01 | 11.04.25 |  | C01A | 31.01.26 |  |  |  |  | N | I.F.C | ISO
CCW | YARD | LB | CCP-W-B232-PI-140-CWS-005-1 | CCW DISCHARGE REDUNDANCY LINE#1 TO CCW DISCHARGE REDUNDANCY LINE#2 | C01 | 11.04.25 |  | C01A | 31.01.26 |  |  |  |  | N | I.F.C | ISO
CCW | YARD | LB | CCP-W-B232-PI-140-CWS-006-1 | CCW DISCHARGE REDUNDANCY LINE#2 TO CCW DISCHARGE REDUNDANCY LINE#3 | C01 | 11.04.25 |  | C01A | 31.01.26 |  |  |  |  | N | I.F.C | ISO
CCW | YARD | LB | CCP-W-B232-PI-140-CWS-007-1 | CCW DISCHARGE REDUNDANCY LINE#1 TO CCW DISCHARGE REDUNDANCY LINE#4 | C01 | 11.04.25 |  | C01A | 31.01.26 |  |  |  |  | N | I.F.C | ISO
CCW | YARD | LB | CCP-W-B232-PI-140-CWS-008-1 | CCW DISCHARGE REDUNDANCY LINE#2 TO CCW DISCHARGE REDUNDANCY LINE#5 | C01 | 11.04.25 |  | C01A | 31.01.26 |  |  |  |  | N | I.F.C | ISO
CCW | YARD | LB | CCP-W-B232-PI-140-CWS-009-1 | CCW DISCHARGE REDUNDANCY LINE#5 TO CCW DISCHARGE HEADER REDUCER | C01 | 11.04.25 |  | C01A | 31.01.26 |  |  |  |  | N | I.F.C | ISO
CCW | YARD | LB | CCP-W-B232-PI-140-CWS-010-1 | CCW DISCHARGE HEADER REDUCER TO CCW BLOCK#2 DISCHARGE HEADER | C01 | 11.04.25 |  | C01A | 31.01.26 |  |  |  |  | N | I.F.C | ISO
CCW | YARD | LB | CCP-W-B232-PI-140-CWS-011-1 | CCW DIS.AIR COOLED HEAT EXCHANGER INLET LINE TO AIR COOLED HEAT EXCHANGER | C01 | 11.04.25 |  | C01A | 31.01.26 |  |  |  |  | N | I.F.C | ISO
CCW | YARD | LB | CCP-W-B232-PI-140-CWS-011-2 | CCW DIS.AIR COOLED HEAT EXCHANGER INLET LINE TO AIR COOLED HEAT EXCHANGER | C01 | 11.04.25 |  | C01A | 31.01.26 |  |  |  |  | N | I.F.C | ISO
CCW | YARD | LB | CCP-W-B232-PI-140-CWS-012-1 | AIR COOLED HEAT EXCHANGER TO CCW SUPPLY TO AIR COMPRESSOR AREA | C01 | 11.04.25 |  | C01A | 31.01.26 |  |  |  |  | N | I.F.C | ISO
CCW | YARD | LB | CCP-W-B232-PI-140-CWS-013-1 | CCW DISCHARGE BYPASS LINE TO CCW SUPPLY COMMON | C01 | 11.04.25 |  | C01A | 31.01.26 |  |  |  |  | N | I.F.C | ISO
CCW | PB | LB | CCP-W-B232-PI-140-CWS-018-1 | CCW ST SUPPLY AREA HEADER TO SAMPLING SYSTEM #2 | C01 | 11.04.25 |  | C01A | 31.01.26 |  |  |  |  | N | I.F.C | ISO
CCW | YARD | LB | CCP-W-B232-PI-140-CWS-020-1 | CCW BOP SUPPLY AREA HEADER TO CCW GT #21 SUPPLY AREA HEADER | C01 | 11.04.25 |  | C01A | 31.01.26 |  |  |  |  | N | I.F.C | ISO
CCW | PB | LB | CCP-W-B232-PI-140-CWS-020-2 | CCW BOP SUPPLY AREA HEADER TO CCW GT #21 SUPPLY AREA HEADER | C01 | 11.04.25 |  | C01A | 31.01.26 |  |  |  |  | N | I.F.C | ISO
CCW | PB | LB | CCP-W-B232-PI-140-CWS-021-1 | ST SUPPLY AREA HEADER TO ST SUPPLY AREA | C01 | 11.04.25 |  | C01A | 31.01.26 |  |  |  |  | N | I.F.C | ISO
CCW | PB | LB | CCP-W-B232-PI-140-CWS-022-1 | ST SUPPLY AREA HEADER TO ST GENERATOR COOLER COMMON | C01 | 11.04.25 |  | C01A | 31.01.26 |  |  |  |  | N | I.F.C | ISO
CCW | PB | LB | CCP-W-B232-PI-140-CWS-023-1 | CCW SUPPLY FOR ST INLET COMMON TO ST HPU OIL & LUBE OIL COOLER COMMON | C01 | 11.04.25 |  | C01A | 31.01.26 |  |  |  |  | N | I.F.C | ISO
CCW | PB | SB | CCP-W-B232-PI-140-CWS-024-1 | ST HPU OIL & LUBE OIL COOLER INLET COMMON TO ST HPU OIL | C01 | 19.08.25 |  | C01A | 30.12.25 |  |  |  |  | N | I.F.C | ISO
CCW | PB | LB | CCP-W-B232-PI-140-CWS-025-1 | ST HPU OIL & LO COOLER INLET COMMON TO ST LUBE OIL COOLER A | C01 | 11.04.25 |  | C01A | 31.01.26 |  |  |  |  | N | I.F.C | ISO
CCW | PB | LB | CCP-W-B232-PI-140-CWS-026-1 | ST HPU OIL & LO COOLER INLET COMMON TO ST LUBE OIL COOLER B | C01 | 11.04.25 |  | C01A | 31.01.26 |  |  |  |  | N | I.F.C | ISO
CCW | PB | LB | CCP-W-B232-PI-140-CWS-027-1 | ST GENERATOR COOLER INLET COMMON TO ST GENERATOR COOLER A | C01 | 11.04.25 | NOZZLE 위치 미확정 | C01A | 31.01.26 |  |  |  |  | N | I.F.C | ISO
CCW | PB | LB | CCP-W-B232-PI-140-CWS-028-1 | ST GENERATOR COOLER INLET COMMON TO ST GENERATOR COOLER B | C01 | 11.04.25 | NOZZLE 위치 미확정 | C01A | 31.01.26 |  |  |  |  | N | I.F.C | ISO
CCW | PB | LB | CCP-W-B232-PI-140-CWS-029-1 | ST GENERATOR COOLER INLET COMMON TO ST GENERATOR COOLER C | C01 | 11.04.25 | NOZZLE 위치 미확정 | C01A | 31.01.26 |  |  |  |  | N | I.F.C | ISO
CCW | PB | LB | CCP-W-B232-PI-140-CWS-030-1 | ST GENERATOR COOLER INLET COMMON TO ST GENERATOR COOLER D | C01 | 11.04.25 | NOZZLE 위치 미확정 | C01A | 31.01.26 |  |  |  |  | N | I.F.C | ISO
CCW | PB | LB | CCP-W-B232-PI-140-CWS-031-1 | CCW GT #21 SUPPLY HEADER TO CCW GT #22 SUPPLY HEADER | C01 | 11.04.25 |  | C01A | 31.01.26 |  |  |  |  | N | I.F.C | ISO
CCW | PB | SB | CCP-W-B232-PI-140-CWS-032-1 | GT#2 AND HRSG#2 INLET HEADER TO HRSG#2 AREA | C01 | 19.08.25 |  | C01A | 30.12.25 |  |  |  |  | N | I.F.C | ISO
CCW | PB | SB | CCP-W-B232-PI-140-CWS-033-1 | GT#1 AND HRSG#1 INLET HEADER TO HRSG#1 AREA | C01 | 19.08.25 |  | C01A | 30.12.25 |  |  |  |  | N | I.F.C | ISO
CCW | PB | LB | CCP-W-B232-PI-140-CWS-034-1 | GT #22 AND HRSG #22 INLET HEADER TO GT #22 LUBE OIL COOLER | C01 | 11.04.25 |  | C01A | 31.01.26 |  |  |  |  | N | I.F.C | ISO
CCW | PB | LB | CCP-W-B232-PI-140-CWS-034-2 | GT #22 AND HRSG #22 INLET HEADER TO GT #22 LUBE OIL COOLER | C01 | 11.04.25 |  | C01A | 31.01.26 |  |  |  |  | N | I.F.C | ISO
CCW | PB | LB | CCP-W-B232-PI-140-CWS-035-1 | GT #22 AND HRSG #22 INLET HEADER TO GT #22 GENERATOR COOLER INLET COMMON | C01 | 11.04.25 |  | C01A | 31.01.26 |  |  |  |  | N | I.F.C | ISO
CCW | PB | LB | CCP-W-B232-PI-140-CWS-036-1 | GT #22 GENERATOR COOLER INLET COMMON TO GT #22 GENERATOR COOLER A | C01 | 11.04.25 |  | C01A | 31.01.26 |  |  |  |  | N | I.F.C | ISO
CCW | PB | LB | CCP-W-B232-PI-140-CWS-037-1 | GT #22 GENERATOR COOLER INLET COMMON TO GT #22 GENERATOR COOLER B | C01 | 11.04.25 |  | C01A | 31.01.26 |  |  |  |  | N | I.F.C | ISO
CCW | PB | LB | CCP-W-B232-PI-140-CWS-038-1 | GT #22 GENERATOR COOLER INLET COMMON TO GT #22 GENERATOR COOLER C | C01 | 11.04.25 |  | C01A | 31.01.26 |  |  |  |  | N | I.F.C | ISO
CCW | PB | LB | CCP-W-B232-PI-140-CWS-039-1 | GT #22 GENERATOR COOLER INLET COMMON TO GT #22 GENERATOR COOLER D | C01 | 11.04.25 |  | C01A | 31.01.26 |  |  |  |  | N | I.F.C | ISO
CCW | PB | LB | CCP-W-B232-PI-140-CWS-040-1 | CCW GT #21 SUPPLY AREA HEADER TO CCW ST SUPPLY AREA HEADER | C01 | 11.04.25 |  | C01A | 31.01.26 |  |  |  |  | N | I.F.C | ISO
CCW | PB | LB | CCP-W-B232-PI-140-CWS-041-1 | GT #21 AND HRSG #21 INLET HEADER TO GT #21 LUBE OIL COOLER | C01 | 11.04.25 |  | C01A | 31.01.26 |  |  |  |  | N | I.F.C | ISO
CCW | PB | LB | CCP-W-B232-PI-140-CWS-041-2 | GT #21 AND HRSG #21 INLET HEADER TO GT #21 LUBE OIL COOLER | C01 | 11.04.25 |  | C01A | 31.01.26 |  |  |  |  | N | I.F.C | ISO
CCW | PB | LB | CCP-W-B232-PI-140-CWS-042-1 | GT #21 AND HRSG #21 INLET HEADER TO GT #21 GENERATOR COOLER INLET COMMON | C01 | 11.04.25 |  | C01A | 31.01.26 |  |  |  |  | N | I.F.C | ISO
CCW | PB | LB | CCP-W-B232-PI-140-CWS-043-1 | GT #21 GENERATOR COOLER INLET COMMON TO GT #21 GENERATOR COOLER A | C01 | 11.04.25 |  | C01A | 31.01.26 |  |  |  |  | N | I.F.C | ISO
CCW | PB | LB | CCP-W-B232-PI-140-CWS-044-1 | GT #21 GENERATOR COOLER INLET COMMON TO GT #21 GENERATOR COOLER B | C01 | 11.04.25 |  | C01A | 31.01.26 |  |  |  |  | N | I.F.C | ISO
CCW | PB | LB | CCP-W-B232-PI-140-CWS-045-1 | GT #21 GENERATOR COOLER INLET COMMON TO GT #21 GENERATOR COOLER C | C01 | 11.04.25 |  | C01A | 31.01.26 |  |  |  |  | N | I.F.C | ISO
CCW | PB | LB | CCP-W-B232-PI-140-CWS-046-1 | GT #21 GENERATOR COOLER INLET COMMON TO GT #21 GENERATOR COOLER D | C01 | 11.04.25 |  | C01A | 31.01.26 |  |  |  |  | N | I.F.C | ISO
CCW | PB | LB | CCP-W-B232-PI-140-CWS-047-1 | CCW ST SUPPLY AREA HEADER TO CCW ACC VACUUM PUMP SUPPLY AREA HEADER | C01 | 11.04.25 |  | C01A | 31.01.26 |  |  |  |  | N | I.F.C | ISO
CCW | YARD | LB | CCP-W-B232-PI-140-CWS-047-2 | CCW ST SUPPLY AREA HEADER TO CCW ACC VACUUM PUMP SUPPLY AREA HEADER | C01 | 11.04.25 |  | C01A | 31.01.26 |  |  |  |  | N | I.F.C | ISO
CCW | YARD | LB | CCP-W-B232-PI-140-CWS-048-1 | ACC VACUUM PUMP AREA HEADER TO ACC VACCUM PUMP INLET COMMON | C01 | 11.04.25 |  | C01A | 31.01.26 |  |  |  |  | N | I.F.C | ISO
CCW | YARD | LB | CCP-W-B232-PI-140-CWS-049-1 | ACC VACCUM PUMP INLET COMMON TO ACC VACCUM PUMP A | C01 | 11.04.25 |  | C01A | 31.01.26 |  |  |  |  | N | I.F.C | ISO
CCW | YARD | LB | CCP-W-B232-PI-140-CWS-050-1 | ACC VACCUM PUMP INLET COMMON TO ACC VACCUM PUMP B | C01 | 11.04.25 |  | C01A | 31.01.26 |  |  |  |  | N | I.F.C | ISO
CCW | YARD | LB | CCP-W-B232-PI-140-CWS-051-1 | ACC VACCUM PUMP INLET COMMON TO ACC VACCUM PUMP C | C01 | 11.04.25 |  | C01A | 31.01.26 |  |  |  |  | N | I.F.C | ISO
CCW | PB | LB | CCP-W-B232-PI-140-CWS-055-1 | GT #22 SUPPLY AREA TO GT #22 AND HRSG #22 INLET HEADER | C01 | 11.04.25 | DRAIN ROUTE 미확정 | C01A | 31.01.26 |  |  |  |  | N | I.F.C | ISO
CCW | PB | SB | CCP-W-B232-PI-140-CWS-056-1 | GT#2 AND HRSG#2 INLET HEADER TO HSRG#2 BFP COOLER A | C01 | 19.08.25 |  | C01A | 30.12.25 |  |  |  |  | N | I.F.C | ISO
CCW | PB | SB | CCP-W-B232-PI-140-CWS-057-1 | GT#2 AND HRSG#2 INLET HEADER TO HSRG#2 BFP COOLER B | C01 | 19.08.25 |  | C01A | 30.12.25 |  |  |  |  | N | I.F.C | ISO
CCW | PB | LB | CCP-W-B232-PI-140-CWS-058-1 | GT #21 SUPPLY AREA TO GT #21 AND HRSG #21 INLET HEADER | C01 | 11.04.25 | DRAIN ROUTE 미확정 | C01A | 31.01.26 |  |  |  |  | N | I.F.C | ISO
CCW | PB | SB | CCP-W-B232-PI-140-CWS-059-1 | GT#1 AND HRSG#1 INLET HEADER TO HSRG#1 BFP COOLER A | C01 | 19.08.25 |  | C01A | 30.12.25 |  |  |  |  | N | I.F.C | ISO
CCW | PB | SB | CCP-W-B232-PI-140-CWS-060-1 | GT#1 AND HRSG#1 INLET HEADER TO HSRG#1 BFP COOLER B | C01 | 19.08.25 |  | C01A | 30.12.25 |  |  |  |  | N | I.F.C | ISO
CCW | YARD | LB | CCP-W-B232-PI-140-CWS-061-1 | CCW BOP SUPPLY AREA HEADER TO BOP AREA SUPPLY HEADER | C01 | 11.04.25 | VENT HOLD | C01A | 31.01.26 |  |  |  |  | N | I.F.C | ISO
CCW | PB | LB | CCP-W-B232-PI-140-CWS-062-1 | GT #21 LUBE OIL COOLER INLET BYPASS LINE TO GT #21 LUBE OIL COOLER | C01 | 11.04.25 |  | C01A | 31.01.26 |  |  |  |  | N | I.F.C | ISO
CCW | PB | LB | CCP-W-B232-PI-140-CWS-063-1 | GT #22 LUBE OIL COOLER INLET BYPASS LINE TO GT #22 LUBE OIL COOLER | C01 | 11.04.25 |  | C01A | 31.01.26 |  |  |  |  | N | I.F.C | ISO
CCW | PB | SB | CCP-W-B232-PI-140-SV-192-1 | ST GENERATOR COOLER D RETURN TO PSV-32014 | C01 | 19.08.25 |  | C01A | 30.12.25 |  |  |  |  | N | I.F.C | ISO
CCW | PB | SB | CCP-W-B232-PI-140-SV-193-1 | GTG#2 LUBE OIL COOLER RETURN TO PSV-32001 | C01 | 19.08.25 |  | C01A | 30.12.25 |  |  |  |  | N | I.F.C | ISO
CCW | PB | SB | CCP-W-B232-PI-140-SV-194-1 | GTG#2 COOLER D RETURN TO PSV-32002 | C01 | 19.08.25 |  | C01A | 30.12.25 |  |  |  |  | N | I.F.C | ISO
CCW | PB | SB | CCP-W-B232-PI-140-SV-195-1 | GTG#2 COOLER C RETURN TO PSV-32003 | C01 | 19.08.25 |  | C01A | 30.12.25 |  |  |  |  | N | I.F.C | ISO
CCW | PB | SB | CCP-W-B232-PI-140-SV-196-1 | GTG#2 COOLER B RETURN TO PSV-32004 | C01 | 19.08.25 |  | C01A | 30.12.25 |  |  |  |  | N | I.F.C | ISO
CCW | PB | SB | CCP-W-B232-PI-140-SV-197-1 | GTG#2 COOLER A RETURN TO PSV-32005 | C01 | 19.08.25 |  | C01A | 30.12.25 |  |  |  |  | N | I.F.C | ISO
CCW | PB | SB | CCP-W-B232-PI-140-SV-198-1 | GTG#1 LUBE OIL COOLER RETURN TO PSV-32006 | C01 | 19.08.25 |  | C01A | 30.12.25 |  |  |  |  | N | I.F.C | ISO
CCW | PB | SB | CCP-W-B232-PI-140-SV-199-1 | GTG#1 COOLER D RETURN TO PSV-32007 | C01 | 19.08.25 |  | C01A | 30.12.25 |  |  |  |  | N | I.F.C | ISO
CCW | PB | SB | CCP-W-B232-PI-140-SV-201-1 | GTG#1 COOLER B RETURN TO PSV-32009 | C01 | 19.08.25 |  | C01A | 30.12.25 |  |  |  |  | N | I.F.C | ISO
CCW | PB | SB | CCP-W-B232-PI-140-SV-202-1 | GTG#1 COOLER A RETURN TO PSV-32010 | C01 | 19.08.25 |  | C01A | 30.12.25 |  |  |  |  | N | I.F.C | ISO
CCW | PB | SB | CCP-W-B232-PI-140-SV-203-1 | GTG#1 COOLER C RETURN TO PSV-32010 | C01 | 19.08.25 |  | C01A | 30.12.25 |  |  |  |  | N | I.F.C | ISO
CCW | YARD | SB | CCP-W-B232-PI-140-SV-204-1 | ACC VAUUM PUMP C RETURN TO PSV-32011 | C01 | 19.08.25 |  | C01A | 30.12.25 |  |  |  |  | N | I.F.C | ISO
CCW | YARD | SB | CCP-W-B232-PI-140-SV-205-1 | ACC VAUUM PUMP B RETURN TO PSV-32012 | C01 | 19.08.25 |  | C01A | 30.12.25 |  |  |  |  | N | I.F.C | ISO
CCW | YARD | SB | CCP-W-B232-PI-140-SV-206-1 | ACC VAUUM PUMP A RETURN TO PSV-32013 | C01 | 19.08.25 |  | C01A | 30.12.25 |  |  |  |  | N | I.F.C | ISO
CCW | PB | SB | CCP-W-B232-PI-140-SV-208-1 | ST LUBE OIL COOLER A RETURN TO PSV-32019 | C01 | 19.08.25 |  | C01A | 30.12.25 |  |  |  |  | N | I.F.C | ISO
CCW | PB | SB | CCP-W-B232-PI-140-SV-209-1 | ST LUBE OIL COOLER B RETURN TO PSV-32018 | C01 | 19.08.25 |  | C01A | 30.12.25 |  |  |  |  | N | I.F.C | ISO
CCW | PB | SB | CCP-W-B232-PI-140-SV-211-1 | ST GENERATOR COOLER C RETURN TO PSV-32032 | C01 | 19.08.25 |  | C01A | 30.12.25 |  |  |  |  | N | I.F.C | ISO
CCW | PB | SB | CCP-W-B232-PI-140-SV-212-1 | ST GENERATOR COOLER B RETURN TO PSV-32031 | C01 | 19.08.25 |  | C01A | 30.12.25 |  |  |  |  | N | I.F.C | ISO
CCW | PB | SB | CCP-W-B232-PI-140-SV-213-1 | ST GENERATOR COOLER A RETURN TO PSV-32030 | C01 | 19.08.25 |  | C01A | 30.12.25 |  |  |  |  | N | I.F.C | ISO
CCW | YARD | SB | CCP-W-B232-PI-140-WD-401-1 | CCWP A SUCTION LINE TO CCWP A SUCTION DRAIN LINE | C01 | 19.08.25 |  | C01A | 30.12.25 |  |  |  |  | N | I.F.C | ISO
CCW | YARD | SB | CCP-W-B232-PI-140-WD-403-1 | CCWP A DISCHARGE LINE TO CCWP A DISCHARGE DRAIN LINE | C01 | 19.08.25 |  | C01A | 30.12.25 |  |  |  |  | N | I.F.C | ISO
CCW | YARD | SB | CCP-W-B232-PI-140-WD-404-1 | CCWP B SUCTION LINE TO CCWP B SUCTION DRAIN LINE | C01 | 19.08.25 |  | C01A | 30.12.25 |  |  |  |  | N | I.F.C | ISO
CCW | YARD | SB | CCP-W-B232-PI-140-WD-406-1 | CCWP B DISCHARGE LINE TO CCWP B DISCHARGE DRAIN LINE | C01 | 19.08.25 |  | C01A | 30.12.25 |  |  |  |  | N | I.F.C | ISO
CCW | YARD | SB | CCP-W-B232-PI-140-WD-407-1 | CCWP C SUCTION LINE TO CCWP C SUCTION DRAIN LINE | C01 | 19.08.25 |  | C01A | 30.12.25 |  |  |  |  | N | I.F.C | ISO
CCW | YARD | SB | CCP-W-B232-PI-140-WD-409-1 | CCWP C DISCHARGE LINE TO CCWP C DISCHARGE DRAIN LINE | C01 | 19.08.25 |  | C01A | 30.12.25 |  |  |  |  | N | I.F.C | ISO
CCW | PB | LB | CCP-W-B232-PI-140-WD-413-1 | CCW HEAD TANK DRAIN | C01 | 11.04.25 | NOZZLE 위치 미확정 | C01A | 31.01.26 |  |  |  |  | N | I.F.C | ISO
CCW | PB | SB | CCP-W-B232-PI-140-WD-414-1 | ST GENERATOR COOLER C RETURN PSV DRAIN | C01 | 19.08.25 |  | C01A | 30.12.25 |  |  |  |  | N | I.F.C | ISO
CCW | PB | SB | CCP-W-B232-PI-140-WD-415-1 | ST GENERATOR COOLER B RETURN PSV DRAIN | C01 | 19.08.25 |  | C01A | 30.12.25 |  |  |  |  | N | I.F.C | ISO
CCW | PB | SB | CCP-W-B232-PI-140-WD-416-1 | ST GENERATOR COOLER A RETURN PSV DRAIN | C01 | 19.08.25 |  | C01A | 30.12.25 |  |  |  |  | N | I.F.C | ISO
CCW | PB | SB | CCP-W-B232-PI-140-WD-417-1 | GT #22 COOLER B RETURN PSV DRAIN | C01 | 19.08.25 |  | C01A | 30.12.25 |  |  |  |  | N | I.F.C | ISO
CCW | PB | SB | CCP-W-B232-PI-140-WD-418-1 | GT #22 COOLER A RETURN PSV DRAIN | C01 | 19.08.25 |  | C01A | 30.12.25 |  |  |  |  | N | I.F.C | ISO
CCW | PB | SB | CCP-W-B232-PI-140-WD-419-1 | GT #21 LUBE OIL COOLER RETURN PSV DRAIN | C01 | 19.08.25 |  | C01A | 30.12.25 |  |  |  |  | N | I.F.C | ISO
CCW | PB | SB | CCP-W-B232-PI-140-WD-420-1 | GT #21 COOLER D RETURN PSV DRAIN | C01 | 19.08.25 |  | C01A | 30.12.25 |  |  |  |  | N | I.F.C | ISO
CCW | PB | SB | CCP-W-B232-PI-140-WD-421-1 | GT #21 COOLER B RETURN PSV DRAIN | C01 | 19.08.25 |  | C01A | 30.12.25 |  |  |  |  | N | I.F.C | ISO
CCW | PB | SB | CCP-W-B232-PI-140-WD-422-1 | GT #21 COOLER A RETURN PSV DRAIN | C01 | 19.08.25 |  | C01A | 30.12.25 |  |  |  |  | N | I.F.C | ISO
CCW | PB | SB | CCP-W-B232-PI-140-WD-423-1 | GT #21 COOLER C RETURN PSV DRAIN | C01 | 19.08.25 |  | C01A | 30.12.25 |  |  |  |  | N | I.F.C | ISO
CCW | YARD | SB | CCP-W-B232-PI-140-WD-424-1 | ACC VACCUM PUMP OUTLET DRAIN | C01 | 19.08.25 |  | C01A | 30.12.25 |  |  |  |  | N | I.F.C | ISO
CCW | YARD | SB | CCP-W-B232-PI-140-WD-425-1 | ACC VACCUM PUMP OUTLET DRAIN | C01 | 19.08.25 |  | C01A | 30.12.25 |  |  |  |  | N | I.F.C | ISO
CCW | YARD | SB | CCP-W-B232-PI-140-WD-426-1 | ACC VACCUM PUMP OUTLET DRAIN | C01 | 19.08.25 |  | C01A | 30.12.25 |  |  |  |  | N | I.F.C | ISO
CCW | PB | SB | CCP-W-B232-PI-140-WD-428-1 | PSV-32019 DRAIN | C01 | 19.08.25 |  | C01A | 30.12.25 |  |  |  |  | N | I.F.C | ISO
CCW | PB | SB | CCP-W-B232-PI-140-WD-429-1 | PSV-32018 DRAIN | C01 | 19.08.25 |  | C01A | 30.12.25 |  |  |  |  | N | I.F.C | ISO
CCW | PB | SB | CCP-W-B232-PI-140-WD-430-1 | PSV-32017 DRAIN | C01 | 19.08.25 |  | C01A | 30.12.25 |  |  |  |  | N | I.F.C | ISO
CCW | PB | SB | CCP-W-B232-PI-140-WD-431-1 | PSV-32016 DRAIN | C01 | 19.08.25 |  | C01A | 30.12.25 |  |  |  |  | N | I.F.C | ISO
CCW | PB | SB | CCP-W-B232-PI-140-WD-432-1 | PSV-32015 DRAIN | C01 | 19.08.25 |  | C01A | 30.12.25 |  |  |  |  | N | I.F.C | ISO
CCW | PB | SB | CCP-W-B232-PI-140-WD-433-1 | PSV-32014 DRAIN | C01 | 19.08.25 |  | C01A | 30.12.25 |  |  |  |  | N | I.F.C | ISO
CCW | PB | SB | CCP-W-B232-PI-140-WD-436-1 | GT #21 AND HRSG #21 INLET HEADER DRAIN | C01 | 19.08.25 |  | C01A | 30.12.25 |  |  |  |  | N | I.F.C | ISO
CCW | PB | SB | CCP-W-B232-PI-140-WD-437-1 | GT #22 AND HRSG #22 INLET HEADER DRAIN | C01 | 19.08.25 |  | C01A | 30.12.25 |  |  |  |  | N | I.F.C | ISO
CCW | YARD | SB | CCP-W-B232-PI-140-WD-438-1 | CCWP A DRAIN | C01 | 19.08.25 |  | C01A | 30.12.25 |  |  |  |  | N | I.F.C | ISO
CCW | YARD | SB | CCP-W-B232-PI-140-WD-439-1 | CCWP A DRAIN | C01 | 19.08.25 |  | C01A | 30.12.25 |  |  |  |  | N | I.F.C | ISO
CCW | YARD | SB | CCP-W-B232-PI-140-WD-440-1 | CCWP A DRAIN | C01 | 19.08.25 |  | C01A | 30.12.25 |  |  |  |  | N | I.F.C | ISO
CCW | YARD | SB | CCP-W-B232-PI-140-WD-441-1 | CCWP COMMON SUCTION HEADER DRAIN | C01 | 19.08.25 |  | C01A | 30.12.25 |  |  |  |  | N | I.F.C | ISO
CCW | YARD | SB | CCP-W-B232-PI-140-WD-442-1 | CCWP B DRAIN | C01 | 19.08.25 |  | C01A | 30.12.25 |  |  |  |  | N | I.F.C | ISO
CCW | YARD | SB | CCP-W-B232-PI-140-WD-443-1 | CCWP B DRAIN | C01 | 19.08.25 |  | C01A | 30.12.25 |  |  |  |  | N | I.F.C | ISO
CCW | YARD | SB | CCP-W-B232-PI-140-WD-444-1 | CCWP B DRAIN | C01 | 19.08.25 |  | C01A | 30.12.25 |  |  |  |  | N | I.F.C | ISO
CCW | YARD | SB | CCP-W-B232-PI-140-WD-445-1 | CCWP COMMON SUCTION HEADER DRAIN | C01 | 19.08.25 |  | C01A | 30.12.25 |  |  |  |  | N | I.F.C | ISO
CCW | YARD | SB | CCP-W-B232-PI-140-WD-446-1 | CCWP C DRAIN | C01 | 19.08.25 |  | C01A | 30.12.25 |  |  |  |  | N | I.F.C | ISO
CCW | YARD | SB | CCP-W-B232-PI-140-WD-447-1 | CCWP C DRAIN | C01 | 19.08.25 |  | C01A | 30.12.25 |  |  |  |  | N | I.F.C | ISO
CCW | YARD | SB | CCP-W-B232-PI-140-WD-448-1 | CCWP C DRAIN | C01 | 19.08.25 |  | C01A | 30.12.25 |  |  |  |  | N | I.F.C | ISO
CCW | YARD | SB | CCP-W-B232-PI-140-WD-449-1 | CCWP COMMON SUCTION HEADER DRAIN | C01 | 19.08.25 |  | C01A | 30.12.25 |  |  |  |  | N | I.F.C | ISO
CCW | YARD | SB | CCP-W-B232-PI-140-WD-453-1 | CCW GT AREA RETURN HEADER DRAIN | C01 | 19.08.25 |  | C01A | 30.12.25 |  |  |  |  | N | I.F.C | ISO
CCW | YARD | SB | CCP-W-B232-PI-140-WD-458-1 | CCW GT AREA SUPPLY HEADER DRAIN | C01 | 19.08.25 |  | C01A | 30.12.25 |  |  |  |  | N | I.F.C | ISO
CCW | YARD | SB | CCP-W-B232-PI-140-WD-461-1 | CCW DISCHARGE REDUNDANCY LINE#1 DRAIN | C01 | 19.08.25 |  | C01A | 30.12.25 |  |  |  |  | N | I.F.C | ISO
CCW | PB | SB | CCP-W-B232-PI-140-WD-463-1 | GT #22 GENERATOR COOLER INLET DRAIN | C01 | 19.08.25 |  | C01A | 30.12.25 |  |  |  |  | N | I.F.C | ISO
CCW | PB | SB | CCP-W-B232-PI-140-WD-464-1 | GT #22 GENERATOR COOLER INLET DRAIN | C01 | 19.08.25 |  | C01A | 30.12.25 |  |  |  |  | N | I.F.C | ISO
CCW | PB | SB | CCP-W-B232-PI-140-WD-465-1 | GT #22 GENERATOR COOLER INLET DRAIN | C01 | 19.08.25 |  | C01A | 30.12.25 |  |  |  |  | N | I.F.C | ISO
CCW | PB | SB | CCP-W-B232-PI-140-WD-466-1 | GT #22 GENERATOR COOLER INLET DRAIN | C01 | 19.08.25 |  | C01A | 30.12.25 |  |  |  |  | N | I.F.C | ISO
CCW | PB | SB | CCP-W-B232-PI-140-WD-467-1 | GT #22 GENERATOR COOLER A DRAIN | C01 | 19.08.25 |  | C01A | 30.12.25 |  |  |  |  | N | I.F.C | ISO
CCW | PB | SB | CCP-W-B232-PI-140-WD-468-1 | GT #22 GENERATOR COOLER B DRAIN | C01 | 19.08.25 |  | C01A | 30.12.25 |  |  |  |  | N | I.F.C | ISO
CCW | PB | SB | CCP-W-B232-PI-140-WD-469-1 | GT #22 GENERATOR COOLER OUTLET DRAIN | C01 | 19.08.25 |  | C01A | 30.12.25 |  |  |  |  | N | I.F.C | ISO
CCW | PB | SB | CCP-W-B232-PI-140-WD-470-1 | GT #22 GENERATOR COOLER D DRAIN | C01 | 19.08.25 |  | C01A | 30.12.25 |  |  |  |  | N | I.F.C | ISO
CCW | PB | SB | CCP-W-B232-PI-140-WD-471-1 | GT#22 AND HRSG#22 INLET HEADER DRAIN | C01 | 19.08.25 |  | C01A | 30.12.25 |  |  |  |  | N | I.F.C | ISO
CCW | PB | SB | CCP-W-B232-PI-140-WD-472-1 | GT #22 SUPPLY AREA DRAIN | C01 | 19.08.25 |  | C01A | 30.12.25 |  |  |  |  | N | I.F.C | ISO
CCW | PB | SB | CCP-W-B232-PI-140-WD-473-1 | GT #22 AND HRSG #22 OUTLET HEADER DRAIN | C01 | 19.08.25 |  | C01A | 30.12.25 |  |  |  |  | N | I.F.C | ISO
CCW | PB | SB | CCP-W-B232-PI-140-WD-474-1 | GT#21 AND HRSG#21 INLET HEADER DRAIN | C01 | 19.08.25 |  | C01A | 30.12.25 |  |  |  |  | N | I.F.C | ISO
CCW | PB | SB | CCP-W-B232-PI-140-WD-475-1 | GT #21 SUPPLY AREA DRAIN | C01 | 19.08.25 |  | C01A | 30.12.25 |  |  |  |  | N | I.F.C | ISO
CCW | PB | SB | CCP-W-B232-PI-140-WD-476-1 | GT #21 GENERATOR COOLER A DRAIN | C01 | 19.08.25 |  | C01A | 30.12.25 |  |  |  |  | N | I.F.C | ISO
CCW | PB | SB | CCP-W-B232-PI-140-WD-477-1 | GT #21 GENERATOR COOLER B DRAIN | C01 | 19.08.25 |  | C01A | 30.12.25 |  |  |  |  | N | I.F.C | ISO
CCW | PB | SB | CCP-W-B232-PI-140-WD-478-1 | GT #21 GENERATOR COOLER C DRAIN | C01 | 19.08.25 |  | C01A | 30.12.25 |  |  |  |  | N | I.F.C | ISO
CCW | PB | SB | CCP-W-B232-PI-140-WD-479-1 | GT #21 GENERATOR COOLER D DRAIN | C01 | 19.08.25 |  | C01A | 30.12.25 |  |  |  |  | N | I.F.C | ISO
CCW | PB | SB | CCP-W-B232-PI-140-WD-480-1 | GT #21 GENERATOR COOLER A DRAIN | C01 | 19.08.25 |  | C01A | 30.12.25 |  |  |  |  | N | I.F.C | ISO
CCW | PB | SB | CCP-W-B232-PI-140-WD-481-1 | GT #21 GENERATOR COOLER B DRAIN | C01 | 19.08.25 |  | C01A | 30.12.25 |  |  |  |  | N | I.F.C | ISO
CCW | PB | SB | CCP-W-B232-PI-140-WD-482-1 | GT #21 GENERATOR COOLER C DRAIN | C01 | 19.08.25 |  | C01A | 30.12.25 |  |  |  |  | N | I.F.C | ISO
CCW | PB | SB | CCP-W-B232-PI-140-WD-483-1 | GT #21 GENERATOR COOLER D DRAIN | C01 | 19.08.25 |  | C01A | 30.12.25 |  |  |  |  | N | I.F.C | ISO
CCW | PB | SB | CCP-W-B232-PI-140-WD-484-1 | GT #21 AND HRSG #21 OUTLET HEADER DRAIN | C01 | 19.08.25 |  | C01A | 30.12.25 |  |  |  |  | N | I.F.C | ISO
CCW | PB | SB | CCP-W-B232-PI-140-WD-485-1 | ST GENERATOR COOLER A DRAIN | C01 | 19.08.25 |  | C01A | 30.12.25 |  |  |  |  | N | I.F.C | ISO
CCW | PB | SB | CCP-W-B232-PI-140-WD-486-1 | ST GENERATOR COOLER B DRAIN | C01 | 19.08.25 |  | C01A | 30.12.25 |  |  |  |  | N | I.F.C | ISO
CCW | PB | SB | CCP-W-B232-PI-140-WD-487-1 | ST GENERATOR COOLER C DRAIN | C01 | 19.08.25 |  | C01A | 30.12.25 |  |  |  |  | N | I.F.C | ISO
CCW | PB | SB | CCP-W-B232-PI-140-WD-488-1 | ST GENERATOR COOLER D DRAIN | C01 | 19.08.25 |  | C01A | 30.12.25 |  |  |  |  | N | I.F.C | ISO
CCW | PB | SB | CCP-W-B232-PI-140-WD-489-1 | ST LUBE OIL COOLER A DRAIN | C01 | 19.08.25 |  | C01A | 30.12.25 |  |  |  |  | N | I.F.C | ISO
CCW | PB | SB | CCP-W-B232-PI-140-WD-491-1 | ST GENERATOR COOLER A DRAIN | C01 | 19.08.25 |  | C01A | 30.12.25 |  |  |  |  | N | I.F.C | ISO
CCW | PB | SB | CCP-W-B232-PI-140-WD-492-1 | ST GENERATOR COOLER B DRAIN | C01 | 19.08.25 |  | C01A | 30.12.25 |  |  |  |  | N | I.F.C | ISO
CCW | PB | SB | CCP-W-B232-PI-140-WD-493-1 | ST GENERATOR COOLER C DRAIN | C01 | 19.08.25 |  | C01A | 30.12.25 |  |  |  |  | N | I.F.C | ISO
CCW | PB | SB | CCP-W-B232-PI-140-WD-494-1 | ST GENERATOR COOLER D DRAIN | C01 | 19.08.25 |  | C01A | 30.12.25 |  |  |  |  | N | I.F.C | ISO
CCW | PB | SB | CCP-W-B232-PI-140-WD-495-1 | ST LUBE OIL COOLER B DRAIN | C01 | 19.08.25 |  | C01A | 30.12.25 |  |  |  |  | N | I.F.C | ISO
CCW | YARD | SB | CCP-W-B232-PI-140-WD-505-1 | CCW RETURN HEADER VENT | C01 | 19.08.25 |  | C01A | 30.12.25 |  |  |  |  | N | I.F.C | ISO
CCW | YARD | SB | CCP-W-B232-PI-140-WD-506-1 | CCW SUPPLY HEADER VENT | C01 | 19.08.25 |  | C01A | 30.12.25 |  |  |  |  | N | I.F.C | ISO
CCW | YARD | SB | CCP-W-B232-PI-140-WD-513-1 | AIR COOLED HEAT EXCHANGER INLET LINE VENT | C01 | 19.08.25 |  | C01A | 30.12.25 |  |  |  |  | N | I.F.C | ISO
CCW | PB | SB | CCP-W-B232-PI-140-WD-514-1 | GT #22 SUPPLY AREA VENT | C01 | 19.08.25 |  | C01A | 30.12.25 |  |  |  |  | N | I.F.C | ISO
CCW | PB | SB | CCP-W-B232-PI-140-WD-515-1 | TO GT #22 LUBE OIL COOLER VENT | C01 | 19.08.25 |  | C01A | 30.12.25 |  |  |  |  | N | I.F.C | ISO
CCW | PB | SB | CCP-W-B232-PI-140-WD-516-1 | GT #22 LUBE OIL COOLER DRAIN | C01 | 19.08.25 |  | C01A | 30.12.25 |  |  |  |  | N | I.F.C | ISO
CCW | PB | SB | CCP-W-B232-PI-140-WD-517-1 | GT #21 AND HRSG #21 OUTLET HEADER DRAIN | C01 | 19.08.25 |  | C01A | 30.12.25 |  |  |  |  | N | I.F.C | ISO
CCW | PB | SB | CCP-W-B232-PI-140-WD-518-1 | TO GT #21 LUBE OIL COOLER VENT | C01 | 19.08.25 |  | C01A | 30.12.25 |  |  |  |  | N | I.F.C | ISO
CCW | PB | SB | CCP-W-B232-PI-140-WD-519-1 | GT #21 SUPPLY AREA VENT | C01 | 19.08.25 |  | C01A | 30.12.25 |  |  |  |  | N | I.F.C | ISO
CCW | PB | SB | CCP-W-B232-PI-140-WD-521-1 | GT #22 AND HRSG #22 OUTLET HEADER VENT | C01 | 19.08.25 |  | C01A | 30.12.25 |  |  |  |  | N | I.F.C | ISO
CCW | PB | SB | CCP-W-B232-PI-140-WD-523-1 | ST LUBE OIL COOLER A VENT | C01 | 19.08.25 |  | C01A | 30.12.25 |  |  |  |  | N | I.F.C | ISO
CCW | PB | SB | CCP-W-B232-PI-140-WD-524-1 | ST LUBE OIL COOLER B VENT | C01 | 19.08.25 |  | C01A | 30.12.25 |  |  |  |  | N | I.F.C | ISO
CCW | PB | SB | CCP-W-B232-PI-140-WD-526-1 | GT #21 AND HRSG #21 OUTLET HEADER VENT | C01 | 19.08.25 |  | C01A | 30.12.25 |  |  |  |  | N | I.F.C | ISO
ATM | PB | LB | CCP-W-B233-PI-140-AV-501-1 | ATMOPHIERIC FLASH TANK TO VENT TO ATMOSPHERE | C01 | 16.04.25 |  | C01A | 16.01.26 |  |  |  |  | N | I.F.C | ISO
ATM | PB | LB | CCP-W-B233-PI-140-AV-501-2 | ATMOPHIERIC FLASH TANK TO VENT TO ATMOSPHERE | C01 | 16.04.25 |  | C01A | 16.01.26 |  |  |  |  | N | I.F.C | ISO
ATM | PB | SB | CCP-W-B233-PI-140-AV-502-1 | ANTI-SIPHONTO FLASH TANK VENT LINE | C01 | 13.08.25 |  | C01A | 30.12.25 |  |  |  |  | N | I.F.C | ISO
ATM | PB | SB | CCP-W-B233-PI-140-AV-503-1 | ATM. FLASH TANK DRAIN PUMP DIS. VENT LINE | C01 | 13.08.25 |  | C01A | 30.12.25 |  |  |  |  | N | I.F.C | ISO
ATM | PB | SB | CCP-W-B233-PI-140-LC-001-1 | ATMOSPHERIC FLASH TANK TEMP. CONTROL VALVETO ATMOSPHERIC FLASH TANK | C01 | 13.08.25 |  | C01A | 30.12.25 |  |  |  |  | N | I.F.C | ISO
ATM | PB | SB | CCP-W-B233-PI-140-LC-002-1 | CONDENSATE EXTRACTION PUMP DISCHARGETO NOZZLE SPRAY FOR HP STEAM HEADER | C01 | 13.08.25 |  | C01A | 30.12.25 |  |  |  |  | N | I.F.C | ISO
ATM | PB | SB | CCP-W-B233-PI-140-LC-003-1 | ATM. FLASH TANK TEMP. CONTROL VALVE BYPASS | C01 | 13.08.25 |  | C01A | 30.12.25 |  |  |  |  | N | I.F.C | ISO
ATM | PB | SB | CCP-W-B233-PI-140-LC-004-1 | NOZZLE SPRAY FOR HP STEAM HEADER WARM-UPTO ATM. FLASH TANK DRAIN PUMP UPSTRREAM | C01 | 13.08.25 |  | C01A | 30.12.25 |  |  |  |  | N | I.F.C | ISO
ATM | PB | LB | CCP-W-B233-PI-140-LC-011-1 | ATMOPHIERIC FLASH TANK TO TANK DISCHARGE DRAIN | C01 | 16.04.25 |  | C01A | 16.01.26 |  |  |  |  | N | I.F.C | ISO
ATM | PB | LB | CCP-W-B233-PI-140-LC-021-1 | TANK DISCHARGE DRAIN TO ATMOPHIERIC FLASH TANK DRAIN PUMP #A | C01 | 16.04.25 |  | C01A | 16.01.26 |  |  |  |  | N | I.F.C | ISO
ATM | PB | LB | CCP-W-B233-PI-140-LC-022-1 | TANK DISCHARGE DRAIN TO ATMOPHIERIC FLASH TANK DRAIN PUMP #B | C01 | 16.04.25 |  | C01A | 16.01.26 |  |  |  |  | N | I.F.C | ISO
ATM | PB | LB | CCP-W-B233-PI-140-LC-023-1 | ATMOPHIERIC FLASH TANK DRAIN PUMP #A TO ATM. FLASH TANK LEVEL CONTROL VALVE | C01 | 16.04.25 |  | C01A | 16.01.26 |  |  |  |  | N | I.F.C | ISO
ATM | PB | LB | CCP-W-B233-PI-140-LC-024-1 | ATMOPHIERIC FLASH TANK DRAIN PUMP #B TO ATM. FLASH TANK LEVEL CONTROL VALVE | C01 | 16.04.25 |  | C01A | 16.01.26 |  |  |  |  | N | I.F.C | ISO
ATM | PB | SB | CCP-W-B233-PI-140-LC-025-1 | ATM. FLASH TANK DRAIN PUMP #A MIN. REC. LINE | C01 | 13.08.25 |  | C01A | 30.12.25 |  |  |  |  | N | I.F.C | ISO
ATM | PB | SB | CCP-W-B233-PI-140-LC-026-1 | ATM. FLASH TANK DRAIN PUMP #B MIN. REC. LINE | C01 | 13.08.25 |  | C01A | 30.12.25 |  |  |  |  | N | I.F.C | ISO
ATM | PB | LB | CCP-W-B233-PI-140-LC-031-1 | ATM. FLASH TANK DRAIN PUMP DIS. COMMON TO CONDENSATE COLLECTION TANK | C01 | 16.04.25 |  | C01A | 16.01.26 |  |  |  |  | N | I.F.C | ISO
ATM | PB | LB | CCP-W-B233-PI-140-LC-031-2 | ATM. FLASH TANK DRAIN PUMP DIS. COMMON TO CONDENSATE COLLECTION TANK | C01 | 16.04.25 |  | C01A | 16.01.26 |  | C01B | 31.01.26 |  | N | I.F.C | ISO
ATM | PB | LB | CCP-W-B233-PI-140-LC-031-3 | ATM. FLASH TANK DRAIN PUMP DIS. COMMON TO CONDENSATE COLLECTION TANK | C01 | 16.04.25 |  | C01A | 16.01.26 |  | C01B | 31.01.26 |  | N | I.F.C | ISO
ATM | PB | SB | CCP-W-B233-PI-140-LC-032-1 | ATM. FLASH TANK LEVEL CONTROL VALVE BYPASS | C01 | 13.08.25 |  | C01A | 30.12.25 |  |  |  |  | N | I.F.C | ISO
ATM | YARD | LB | CCP-W-B233-PI-140-LC-043-1 | ATM. FLASH TANK DRAIN PUMP DISCH. COMMON TO CONDENSATE COLLECTION TANK | C01A | 16.01.26 | C01A가 초도 | C01B | 31.01.26 |  |  |  |  | N | I.F.C | ISO
ATM | YARD | LB | CCP-W-B233-PI-140-LC-043-2 | ATM. FLASH TANK DRAIN PUMP DISCH. COMMON TO CONDENSATE COLLECTION TANK | C01A | 16.01.26 | C01A가 초도 | C01B | 31.01.26 |  |  |  |  | N | I.F.C | ISO
ATM | YARD | LB | CCP-W-B233-PI-140-LC-043-3 | ATM. FLASH TANK DRAIN PUMP DISCH. COMMON TO CONDENSATE COLLECTION TANK | C01 | 16.04.25 |  | C01A | 16.01.26 |  | C01B | 31.01.26 |  | N | I.F.C | ISO
ATM | PB | LB | CCP-W-B233-PI-140-LC-401-1 | ATMOPHIERIC FLASH TANK TO FLASH TANK OVERFLOW LINE | C01 | 16.04.25 |  | C01A | 16.01.26 |  |  |  |  | N | I.F.C | ISO
ATM | PB | LB | CCP-W-B233-PI-140-LC-402-1 | FLASH TANK OVERFLOW LINE TO FLASH TANK OVERFLOW BYPASS | C01 | 16.04.25 |  | C01A | 16.01.26 |  |  |  |  | N | I.F.C | ISO
ATM | PB | LB | CCP-W-B233-PI-140-LC-403-1 | ATMOPHIERIC FLASH TANK TO FLASH TANK OVERFLOW LINE | C01 | 16.04.25 |  | C01A | 16.01.26 |  |  |  |  | N | I.F.C | ISO
ATM | YARD | SB | CCP-W-B233-PI-140-LC-422-1 | ATM. FLASH TANK DRAIN PUMP DISCH. COMMON DRAIN LINE | C01 | 13.08.25 |  | C01A | 30.12.25 |  |  |  |  | N | I.F.C | ISO
ATM | YARD | SB | CCP-W-B233-PI-140-LC-521-1 | ATM. FLASH TANK DRAIN PUMP DISCH. COMMON VENT LINE | C01 | 13.08.25 |  | C01A | 30.12.25 |  |  |  |  | N | I.F.C | ISO
ATM | PB | LB | CCP-W-B233-PI-140-ST-401-1 | HP STEAM DRAIN MANIFOLD TO ATMOPHIERIC FLASH TANK | C01 | 16.04.25 |  | C01A | 16.01.26 |  | C01B | 31.01.26 |  | N | I.F.C | ISO
ATM | PB | LB | CCP-W-B233-PI-140-ST-402-1 | LP STEAM DRAIN MANIFOLD TO ATMOPHIERIC FLASH TANK | C01 | 16.04.25 |  | C01A | 16.01.26 |  | C01B | 31.01.26 |  | N | I.F.C | ISO
ATM | PB | LB | CCP-W-B233-PI-140-ST-403-1 | AUXILIARY STEAM DRAIN MANIFOLD TO ATMOPHIERIC FLASH TANK | C01 | 16.04.25 |  | C01A | 16.01.26 |  | C01B | 31.01.26 |  | N | I.F.C | ISO
ATM | PB | SB | CCP-W-B233-PI-140-ST-411-1 | ATM. FLASH TANK DRAIN PUMP #A STRAINER DRAIN | C01 | 13.08.25 |  | C01A | 30.12.25 |  |  |  |  | N | I.F.C | ISO
ATM | PB | SB | CCP-W-B233-PI-140-ST-412-1 | ATM. FLASH TANK DRAIN PUMP #B STRAINER DRAIN | C01 | 13.08.25 |  | C01A | 30.12.25 |  |  |  |  | N | I.F.C | ISO
ATM | PB | SB | CCP-W-B233-PI-140-ST-413-1 | ATM. FLASH TANK DRAIN PUMP #A DIS. LINE DRAIN | C01 | 13.08.25 |  | C01A | 30.12.25 |  |  |  |  | N | I.F.C | ISO
ATM | PB | SB | CCP-W-B233-PI-140-ST-414-1 | ATM. FLASH TANK DRAIN PUMP #B DIS. LINE DRAIN | C01 | 13.08.25 |  | C01A | 30.12.25 |  |  |  |  | N | I.F.C | ISO
ATM | PB | SB | CCP-W-B233-PI-140-ST-421-1 | ATM. FLASH TANK LEVEL CONTROL VALVE DRAIN | C01 | 13.08.25 |  | C01A | 30.12.25 |  |  |  |  | N | I.F.C | ISO
ATM | PB | SB | CCP-W-B233-PI-140-ST-431-1 | ATMOSPHERIC FLASH TANK SILENCER DRAIN | C01 | 13.08.25 |  | C01A | 30.12.25 |  |  |  |  | N | I.F.C | ISO
ATM | PB | SB | CCP-W-B233-PI-140-ST-431-2 | ATMOSPHERIC FLASH TANK SILENCER DRAIN | C01 | 13.08.25 |  | C01A | 30.12.25 |  |  |  |  | N | I.F.C | ISO
ATM | PB | SB | CCP-W-B233-PI-140-ST-451-1 | ATMOSPHERIC FLASH TANK DRAIN PUMP #A DRAIN | C01 | 13.08.25 |  | C01A | 30.12.25 |  |  |  |  | N | I.F.C | ISO
ATM | PB | SB | CCP-W-B233-PI-140-ST-452-1 | ATMOSPHERIC FLASH TANK DRAIN PUMP #B DRAIN | C01 | 13.08.25 |  | C01A | 30.12.25 |  |  |  |  | N | I.F.C | ISO
AS | YARD | LB | CCP-W-B234-PI-140-AS-011-1 | AUX. STEAM COMMON HEADER TO HOT WATER STEAM SYSTEM (ANTI-ICING) | C01 | 02.05.25 |  | C01A | 31.01.26 | 기존 : T23012-W-B228-PI-140-AS-011(9OF9) |  |  |  | N | I.F.C | ISO
AS | YARD | LB | CCP-W-B234-PI-140-AS-050-1 | AUX. STEAM AFTER PCV TO PCV DOWNSTREAM LINE | C01 | 02.05.25 |  | C01A | 31.01.26 | 기존 : T23012-W-B228-PI-140-ST-452(1OF1) |  |  |  | N | I.F.C | ISO
AS | YARD | LB | CCP-W-B234-PI-140-AS-051-1 | STEAM FOR HEAT EXCHANGER OF HW SYSTEM COM. TO #1 HEAT EXCHANGER SHELL SIDE INLET | C01 | 02.05.25 |  | C01A | 31.01.26 | 기존 : T23012-W-B228-PI-140-ST-460(1OF1) |  |  |  | N | I.F.C | ISO
AS | YARD | LB | CCP-W-B234-PI-140-AS-052-1 | STEAM FOR HEAT EXCHANGER OF HW SYSTEM COM. TO #2 HEAT EXCHANGER SHELL SIDE INLET | C01 | 02.05.25 |  | C01A | 31.01.26 | 기존 : T23012-W-B228-PI-140-ST-464(1OF1) |  |  |  | N | I.F.C | ISO
HW | YARD | SB | CCP-W-B234-PI-140-AV-502-1 | HWS PUMP A DISCHARGE VENT | C01 | 27.08.25 |  | C01A | 30.12.25 |  |  |  |  | N | I.F.C | ISO
HW | YARD | SB | CCP-W-B234-PI-140-AV-503-1 | HWS PUMP B DISCHARGE VENT | C01 | 27.08.25 |  | C01A | 30.12.25 |  |  |  |  | N | I.F.C | ISO
HW | YARD | SB | CCP-W-B234-PI-140-AV-504-1 | HWS PUMP C DISCHARGE VENT | C01 | 27.08.25 |  | C01A | 30.12.25 |  |  |  |  | N | I.F.C | ISO
HW | YARD | SB | CCP-W-B234-PI-140-AV-511-1 | #1 HEAT EXCHANGER SHELL SIDE VENT | C01 | 27.08.25 |  | C01A | 30.12.25 |  |  |  |  | N | I.F.C | ISO
HW | YARD | SB | CCP-W-B234-PI-140-AV-512-1 | #2 HEAT EXCHANGER SHELL SIDE VENT | C01 | 27.08.25 |  | C01A | 30.12.25 |  |  |  |  | N | I.F.C | ISO
HW | YARD | SB | CCP-W-B234-PI-140-AV-513-1 | VENT LINE BYPASS | C01 | 27.08.25 |  | C01A | 30.12.25 |  |  |  |  | N | I.F.C | ISO
HW | YARD | SB | CCP-W-B234-PI-140-AV-514-1 | VENT LINE BYPASS | C01 | 27.08.25 |  | C01A | 30.12.25 |  |  |  |  | N | I.F.C | ISO
HW | YARD | SB | CCP-W-B234-PI-140-AV-524-1 | #21 HEAT EXCHANGER TUBE SIDE OUTLET VENT | C01 | 27.08.25 |  | C01A | 30.12.25 |  |  |  |  | N | I.F.C | ISO
HW | YARD | SB | CCP-W-B234-PI-140-AV-525-1 | #22 HEAT EXCHANGER TUBE SIDE OUTLET VENT | C01 | 27.08.25 |  | C01A | 30.12.25 |  |  |  |  | N | I.F.C | ISO
HW | YARD | SB | CCP-W-B234-PI-140-AV-531-1 | HWR. COMMON LINE VENT | C01 | 27.08.25 |  | C01A | 30.12.25 |  |  |  |  | N | I.F.C | ISO
HW | YARD | SB | CCP-W-B234-PI-140-AV-532-1 | STEAM HEATER DRAIN LINE AFTER EDUCTOR VENT | C01 | 27.08.25 |  | C01A | 30.12.25 |  |  |  |  | N | I.F.C | ISO
HW | YARD | SB | CCP-W-B234-PI-140-AV-533-1 | #21 HEAT EXCHANGER TUBE SIDE OUTLET VENT | C01 | 27.08.25 |  | C01A | 30.12.25 |  |  |  |  | N | I.F.C | ISO
HW | YARD | SB | CCP-W-B234-PI-140-AV-534-1 | HEAT EXCHANGER TUBE SIDE OUTLET COMMON VENT | C01 | 27.08.25 |  | C01A | 30.12.25 |  |  |  |  | N | I.F.C | ISO
HW | YARD | SB | CCP-W-B234-PI-140-AV-535-1 | #22 HEAT EXCHANGER TUBE SIDE OUTLET VENT | C01 | 27.08.25 |  | C01A | 30.12.25 |  |  |  |  | N | I.F.C | ISO
AS | YARD | SB | CCP-W-B234-PI-140-AV-571-1 | HEAT EXCHANGER SHELL SIDE INLET VENT | C01 | 19.08.25 |  | C01A | 30.12.25 |  |  |  |  | N | I.F.C | ISO
AS | YARD | SB | CCP-W-B234-PI-140-AV-572-1 | HEAT EXCHANGER SHELL SIDE INLET VENT | C01 | 19.08.25 |  | C01A | 30.12.25 |  |  |  |  | N | I.F.C | ISO
HW | PB | LB | CCP-W-B234-PI-140-HWR-001-1 | HWR. FROM GT #21 AIR INTAKE SYSTEM TO HWR. COMMON LINE | C01 | 15.01.25 | 철골 미확정 & NOZZLE COUNTER FLANGE 공급여부 미확정 & MAINTENANCE AREA 간섭 | C01A | 31.01.26 |  |  |  |  | N | I.F.C | ISO
HW | PB | LB | CCP-W-B234-PI-140-HWR-001-2 | HWR. FROM GT #21 AIR INTAKE SYSTEM TO HWR. COMMON LINE | C01 | 15.01.25 |  | C01A | 31.01.26 |  |  |  |  | N | I.F.C | ISO
HW | PB | LB | CCP-W-B234-PI-140-HWR-001-3 | HWR. FROM GT #21 AIR INTAKE SYSTEM TO HWR. COMMON LINE | C01 | 15.01.25 |  | C01A | 31.01.26 |  |  |  |  | N | I.F.C | ISO
HW | PB | LB | CCP-W-B234-PI-140-HWR-002-1 | HWR. FROM GT #22 AIR INTAKE SYSTEM TO HWR. COMMON LINE | C01 | 15.01.25 | 철골 미확정 & NOZZLE COUNTER FLANGE 공급여부 미확정 & MAINTENANCE AREA 간섭 | C01A | 31.01.26 |  |  |  |  | N | I.F.C | ISO
HW | PB | LB | CCP-W-B234-PI-140-HWR-002-2 | HWR. FROM GT #22 AIR INTAKE SYSTEM TO HWR. COMMON LINE | C01 | 15.01.25 |  | C01A | 31.01.26 |  |  |  |  | N | I.F.C | ISO
HW | PB | LB | CCP-W-B234-PI-140-HWR-002-3 | HWR. FROM GT #22 AIR INTAKE SYSTEM TO HWR. COMMON LINE | C01 | 15.01.25 |  | C01A | 31.01.26 |  |  |  |  | N | I.F.C | ISO
HW | YARD | LB | CCP-W-B234-PI-140-HWR-004-1 | HWS PUMP SUTION HEADER INLET TO HWS PUMP SUTION HEADER LINE | C01 | 02.05.25 |  | C01A | 31.01.26 |  |  |  |  | N | I.F.C | ISO
HW | YARD | LB | CCP-W-B234-PI-140-HWR-005-1 | HWS PUMP SUTION HEADER LINE TO HWS PUMP A SUCTION | C01 | 02.05.25 |  | C01A | 31.01.26 |  |  |  |  | N | I.F.C | ISO
HW | YARD | LB | CCP-W-B234-PI-140-HWR-006-1 | HWS PUMP SUTION HEADER LINE TO HWS PUMP B SUCTION | C01 | 02.05.25 |  | C01A | 31.01.26 |  |  |  |  | N | I.F.C | ISO
HW | YARD | LB | CCP-W-B234-PI-140-HWR-007-1 | HWS PUMP SUTION HEADER LINE TO HWS PUMP C SUCTION | C01 | 02.05.25 |  | C01A | 31.01.26 |  |  |  |  | N | I.F.C | ISO
HW | PB | LB | CCP-W-B234-PI-140-HWR-009-1 | HOT WATER HEAD TANK TO HWR. COMMON LINE | C01 | 15.01.25 | NOZZLE 높이 미확정 | C01A | 31.01.26 |  |  |  |  | N | I.F.C | ISO
HW | YARD | SB | CCP-W-B234-PI-140-HWR-022-1 | HOT WATER CHEMICAL ADDITIVE TANK TO HOT WATER SUPPLY PUMP SUCTION HEADER | C01 | 27.08.25 |  | C01A | 30.12.25 |  |  |  |  | N | I.F.C | ISO
HW | YARD | SB | CCP-W-B234-PI-140-HWR-022-2 | HOT WATER CHEMICAL ADDITIVE TANK TO HOT WATER SUPPLY PUMP SUCTION HEADER | C01 | 27.08.25 |  | C01A | 30.12.25 |  |  |  |  | N | I.F.C | ISO
HW | YARD | LB | CCP-W-B234-PI-140-HWR-036-1 | HOT WATER RETURN COMMON LINE TO HWS PUMP SUCTION HEADER | C01 | 02.05.25 |  | C01A | 31.01.26 |  |  |  |  | N | I.F.C | ISO
HW | PB | LB | CCP-W-B234-PI-140-HWR-042-1 | HWR. COMMON LINE TO HWS. PUMP SUCTION HEADER | C01 | 15.01.25 |  | C01A | 31.01.26 |  |  |  |  | N | I.F.C | ISO
HW | PB | LB | CCP-W-B234-PI-140-HWR-042-2 | HWR. COMMON LINE TO HWS. PUMP SUCTION HEADER | C01 | 15.01.25 |  | C01A | 31.01.26 |  |  |  |  | N | I.F.C | ISO
HW | YARD | LB | CCP-W-B234-PI-140-HWR-042-3 | HWR. COMMON LINE TO HWS. PUMP SUCTION HEADER | C01 | 02.05.25 |  | C01A | 31.01.26 |  |  |  |  | N | I.F.C | ISO
HW | YARD | LB | CCP-W-B234-PI-140-HWR-042-4 | HWR. COMMON LINE TO HWS. PUMP SUCTION HEADER | C01 | 02.05.25 |  | C01A | 31.01.26 |  |  |  |  | N | I.F.C | ISO
HW | YARD | LB | CCP-W-B234-PI-140-HWR-042-5 | HWR. COMMON LINE TO HWS. PUMP SUCTION HEADER | C01 | 02.05.25 |  | C01A | 31.01.26 |  |  |  |  | N | I.F.C | ISO
HW | YARD | LB | CCP-W-B234-PI-140-HWR-042-6 | HWR. COMMON LINE TO HWS. PUMP SUCTION HEADER | C01 | 02.05.25 |  | C01A | 31.01.26 |  |  |  |  | N | I.F.C | ISO
HW | YARD | LB | CCP-W-B234-PI-140-HWS-001-1 | HWS PUMP A DISCHARGE TO HWS PUMP DISCHARGE HEADER | C01 | 02.05.25 |  | C01A | 31.01.26 |  |  |  |  | N | I.F.C | ISO
HW | YARD | LB | CCP-W-B234-PI-140-HWS-002-1 | HWS PUMP B DISCHARGE TO HWS PUMP DISCHARGE HEADER | C01 | 02.05.25 |  | C01A | 31.01.26 |  |  |  |  | N | I.F.C | ISO
HW | YARD | LB | CCP-W-B234-PI-140-HWS-003-1 | HWS PUMP C DISCHARGE TO HWS PUMP DISCHARGE HEADER | C01 | 02.05.25 |  | C01A | 31.01.26 |  |  |  |  | N | I.F.C | ISO
HW | YARD | LB | CCP-W-B234-PI-140-HWS-004-1 | HWS PUMP DISCHARGE HEADER TO HWS PUMP DISCHARGE HEADER LINE | C01 | 02.05.25 |  | C01A | 31.01.26 |  |  |  |  | N | I.F.C | ISO
HW | YARD | LB | CCP-W-B234-PI-140-HWS-005-1 | HWS PUMP DISCHARGE HEADER TO HEX TUBE SIDE INLET HEADER | C01 | 02.05.25 |  | C01A | 31.01.26 |  |  |  |  | N | I.F.C | ISO
HW | YARD | LB | CCP-W-B234-PI-140-HWS-006-1 | HEX TUBE SIDE INLET HEADER TO #21 HEAT EXCHANGER TUBE SIDE INLET | C01 | 02.05.25 |  | C01A | 31.01.26 |  |  |  |  | N | I.F.C | ISO
HW | YARD | LB | CCP-W-B234-PI-140-HWS-007-1 | HEX TUBE SIDE INLET HEADER TO #22 HEAT EXCHANGER TUBE SIDE INLET | C01 | 02.05.25 |  | C01A | 31.01.26 |  |  |  |  | N | I.F.C | ISO
HW | YARD | LB | CCP-W-B234-PI-140-HWS-008-1 | #21 HEAT EXCHANGER TUBE SIDE OUTLET HEAT EXCHANGER TUBE SIDE OUTLET COMMON | C01 | 02.05.25 |  | C01A | 31.01.26 |  |  |  |  | N | I.F.C | ISO
HW | YARD | LB | CCP-W-B234-PI-140-HWS-009-1 | #22 HEAT EXCHANGER TUBE SIDE OUTLET HEAT EXCHANGER TUBE SIDE OUTLET COMMON | C01 | 02.05.25 |  | C01A | 31.01.26 |  |  |  |  | N | I.F.C | ISO
HW | YARD | LB | CCP-W-B234-PI-140-HWS-010-1 | HEAT EXCHANGER TUBE SIDE OUTLET COMMON TO HWS DISTRIBUTION SYSTEM COMMON | C01 | 02.05.25 |  | C01A | 31.01.26 |  |  |  |  | N | I.F.C | ISO
HW | PB | LB | CCP-W-B234-PI-140-HWS-011-1 | HWS. DISTRIBUTION SYSTEM COMMON TO HWS. FOR GT #21 AIR INTAKE SYSTEM | C01 | 15.01.25 |  | C01A | 31.01.26 |  |  |  |  | N | I.F.C | ISO
HW | PB | LB | CCP-W-B234-PI-140-HWS-011-2 | HWS. DISTRIBUTION SYSTEM COMMON TO HWS. FOR GT #21 AIR INTAKE SYSTEM | C01 | 15.01.25 |  | C01A | 31.01.26 |  |  |  |  | N | I.F.C | ISO
HW | PB | LB | CCP-W-B234-PI-140-HWS-011-3 | HWS. DISTRIBUTION SYSTEM COMMON TO HWS. FOR GT #21 AIR INTAKE SYSTEM | C01 | 15.01.25 | 철골 미확정 & NOZZLE COUNTER FLANGE 공급여부 미확정 | C01A | 31.01.26 |  |  |  |  | N | I.F.C | ISO
HW | PB | LB | CCP-W-B234-PI-140-HWS-012-1 | HWS. DISTRIBUTION SYSTEM COMMON TO HWS. FOR GT #22 AIR INTAKE SYSTEM | C01 | 15.01.25 |  | C01A | 31.01.26 |  |  |  |  | N | I.F.C | ISO
HW | PB | LB | CCP-W-B234-PI-140-HWS-012-2 | HWS. DISTRIBUTION SYSTEM COMMON TO HWS. FOR GT #22 AIR INTAKE SYSTEM | C01 | 15.01.25 |  | C01A | 31.01.26 |  |  |  |  | N | I.F.C | ISO
HW | PB | LB | CCP-W-B234-PI-140-HWS-012-3 | HWS. DISTRIBUTION SYSTEM COMMON TO HWS. FOR GT #22 AIR INTAKE SYSTEM | C01 | 15.01.25 | 철골 미확정 & NOZZLE COUNTER FLANGE 공급여부 미확정 | C01A | 31.01.26 |  |  |  |  | N | I.F.C | ISO
HW | PB | LB | CCP-W-B234-PI-140-HWS-013-1 | HEAT EXCHANGER TUBE SIDE OUTLET COM. LINE TO HWS. DISTRIBUTION SYSTEM COMMON | C01 | 15.01.25 |  | C01A | 31.01.26 |  |  |  |  | N | I.F.C | ISO
HW | PB | LB | CCP-W-B234-PI-140-HWS-013-2 | HEAT EXCHANGER TUBE SIDE OUTLET COM. LINE TO HWS. DISTRIBUTION SYSTEM COMMON | C01 | 15.01.25 |  | C01A | 31.01.26 |  |  |  |  | N | I.F.C | ISO
HW | PB | LB | CCP-W-B234-PI-140-HWS-013-3 | HEAT EXCHANGER TUBE SIDE OUTLET COM. LINE TO HWS. DISTRIBUTION SYSTEM COMMON | C01 | 15.01.25 |  | C01A | 31.01.26 |  |  |  |  | N | I.F.C | ISO
HW | YARD | SB | CCP-W-B234-PI-140-HWS-021-1 | HOT WATER SUPPLY PUMP DISCHARGE HEADER TO HOT WATER CHEMICAL ADDITIVE TANK | C01 | 27.08.25 |  | C01A | 30.12.25 |  |  |  |  | N | I.F.C | ISO
HW | YARD | SB | CCP-W-B234-PI-140-HWS-021-2 | HOT WATER SUPPLY PUMP DISCHARGE HEADER TO HOT WATER CHEMICAL ADDITIVE TANK | C01 | 27.08.25 |  | C01A | 30.12.25 |  |  |  |  | N | I.F.C | ISO
HW | YARD | SB | CCP-W-B234-PI-140-HWS-021-3 | HOT WATER SUPPLY PUMP DISCHARGE HEADER TO HOT WATER CHEMICAL ADDITIVE TANK | C01 | 27.08.25 |  | C01A | 30.12.25 |  |  |  |  | N | I.F.C | ISO
HW | YARD | LB | CCP-W-B234-PI-140-HWS-030-1 | HWS PUMP DISCHARGE HEADER TO HEAT EXCHANGER TUBE SIDE OUTLET COMMON | C01 | 02.05.25 |  | C01A | 31.01.26 |  |  |  |  | N | I.F.C | ISO
HW | YARD | LB | CCP-W-B234-PI-140-HWS-041-1 | HEAT EXCHANGER TUBE SIDE OUTLET COMMON TO HW SUPPLY DISTRIBUTION SYSTEM COMMON | C01 | 02.05.25 |  | C01A | 31.01.26 |  |  |  |  | N | I.F.C | ISO
HW | YARD | LB | CCP-W-B234-PI-140-HWS-041-2 | HEAT EXCHANGER TUBE SIDE OUTLET COMMON TO HW SUPPLY DISTRIBUTION SYSTEM COMMON | C01 | 02.05.25 |  | C01A | 31.01.26 |  |  |  |  | N | I.F.C | ISO
HW | YARD | LB | CCP-W-B234-PI-140-HWS-041-3 | HEAT EXCHANGER TUBE SIDE OUTLET COMMON TO HW SUPPLY DISTRIBUTION SYSTEM COMMON | C01 | 02.05.25 |  | C01A | 31.01.26 |  |  |  |  | N | I.F.C | ISO
HW | YARD | LB | CCP-W-B234-PI-140-HWS-041-4 | HEAT EXCHANGER TUBE SIDE OUTLET COMMON TO HW SUPPLY DISTRIBUTION SYSTEM COMMON | C01 | 02.05.25 |  | C01A | 31.01.26 |  |  |  |  | N | I.F.C | ISO
HW | YARD | LB | CCP-W-B234-PI-140-HWS-041-5 | HEAT EXCHANGER TUBE SIDE OUTLET COMMON TO HW SUPPLY DISTRIBUTION SYSTEM COMMON | C01 | 02.05.25 |  | C01A | 31.01.26 |  |  |  |  | N | I.F.C | ISO
HW | YARD | LB | CCP-W-B234-PI-140-HWS-050-1 | HWS PUMP RECIR. LINE FROM DISCH. COMMON TO HOT WATER RETURN COMMON LINE | C01 | 02.05.25 |  | C01A | 31.01.26 |  |  |  |  | N | I.F.C | ISO
HW | PB | LB | CCP-W-B234-PI-140-HWS-420-1 | HWS. DISTRIBUTION SYSTEM COMMON TO FLUSING, FILLING NOZZLE | C01 | 15.01.25 | NOZZLE 위치 미확정 | C01A | 31.01.26 | LINE NO. 변경 (4"-HWS-B2-34/100-GB1-PP → 4"-HWS-B2-34/420-GB1-PP) |  |  |  | N | I.F.C | ISO
SS | PB | SB | CCP-W-B234-PI-140-HWS-601-1 | HOT WATER SUPPLY DISTRIBUTION SYSTEM COMMON TO SAMPLING SYSTEM | C01 | 21.08.25 |  | C01A | 30.12.25 |  |  |  |  | N | I.F.C | ISO
SS | PB | SB | CCP-W-B234-PI-140-HWS-602-1 | HOT WATER SUPPLY DISTRIBUTION SYSTEM COMMON TO SAMPLING SYSTEM | C01 | 21.08.25 |  | C01A | 30.12.25 |  |  |  |  | N | I.F.C | ISO
SS | PB | SB | CCP-W-B234-PI-140-HWS-602-2 | HOT WATER SUPPLY DISTRIBUTION SYSTEM COMMON TO SAMPLING SYSTEM | C01 | 21.08.25 |  | C01A | 30.12.25 |  |  |  |  | N | I.F.C | ISO
SS | PB | SB | CCP-W-B234-PI-140-HWS-602-3 | HOT WATER SUPPLY DISTRIBUTION SYSTEM COMMON TO SAMPLING SYSTEM | C01 | 21.08.25 |  | C01A | 30.12.25 |  |  |  |  | N | I.F.C | ISO
HW | YARD | SB | CCP-W-B234-PI-140-ST-031-1 | #1 HEAT EXCHANGER SHELL SIDE OUTLET TO HEAT EXCHANGER SHELL SIDE OUTLET COMMON | C01 | 27.08.25 |  | C01A | 30.12.25 |  |  |  |  | N | I.F.C | ISO
HW | YARD | SB | CCP-W-B234-PI-140-ST-032-1 | #2 HEAT EXCHANGER SHELL SIDE OUTLET TO HEAT EXCHANGER SHELL SIDE OUTLET COMMON | C01 | 27.08.25 |  | C01A | 30.12.25 |  |  |  |  | N | I.F.C | ISO
HW | YARD | LB | CCP-W-B234-PI-140-ST-033-1 | HEAT EXCHANGER SHELL SIDE OUTLET COMMON TO EDUCTOR | C01 | 02.05.25 |  | C01A | 31.01.26 |  |  |  |  | N | I.F.C | ISO
HW | YARD | LB | CCP-W-B234-PI-140-ST-034-1 | STEAM HEATER DRAIN LINE AFTER EDUCTOR TO ATOMOSPHERE FLASH TANK | C01 | 02.05.25 |  | C01A | 31.01.26 |  |  |  |  | N | I.F.C | ISO
HW | PB | LB | CCP-W-B234-PI-140-ST-035-1 | STEAM HEATER DRAIN LINE AFTER EDUCTOR TO ATOMOSPHERE FLASH TANK | C01 | 15.01.25 |  | C01A | 31.01.26 |  |  |  |  | N | I.F.C | ISO
HW | PB | LB | CCP-W-B234-PI-140-ST-035-2 | STEAM HEATER DRAIN LINE AFTER EDUCTOR TO ATOMOSPHERE FLASH TANK | C01 | 15.01.25 |  | C01A | 31.01.26 |  |  |  |  | N | I.F.C | ISO
HW | PB | LB | CCP-W-B234-PI-140-ST-035-3 | STEAM HEATER DRAIN LINE AFTER EDUCTOR TO ATOMOSPHERE FLASH TANK | C01 | 15.01.25 | NOZZLE 위치 미확정 | C01A | 31.01.26 |  |  |  |  | N | I.F.C | ISO
HW | YARD | LB | CCP-W-B234-PI-140-ST-045-1 | STEAM HEATER DRAIN LINE AFTER EDUCTOR TO ATOMOSPHERE FLASH TANK | C01 | 02.05.25 |  | C01A | 31.01.26 |  |  |  |  | N | I.F.C | ISO
HW | YARD | LB | CCP-W-B234-PI-140-ST-045-2 | STEAM HEATER DRAIN LINE AFTER EDUCTOR TO ATOMOSPHERE FLASH TANK | C01 | 02.05.25 |  | C01A | 31.01.26 |  |  |  |  | N | I.F.C | ISO
HW | YARD | LB | CCP-W-B234-PI-140-ST-045-3 | STEAM HEATER DRAIN LINE AFTER EDUCTOR TO ATOMOSPHERE FLASH TANK | C01 | 02.05.25 |  | C01A | 31.01.26 |  |  |  |  | N | I.F.C | ISO
HW | YARD | LB | CCP-W-B234-PI-140-ST-045-4 | STEAM HEATER DRAIN LINE AFTER EDUCTOR TO ATOMOSPHERE FLASH TANK | C01 | 02.05.25 |  | C01A | 31.01.26 |  |  |  |  | N | I.F.C | ISO
HW | YARD | LB | CCP-W-B234-PI-140-ST-045-5 | STEAM HEATER DRAIN LINE AFTER EDUCTOR TO ATOMOSPHERE FLASH TANK | C01 | 02.05.25 |  | C01A | 31.01.26 |  |  |  |  | N | I.F.C | ISO
HW | YARD | SB | CCP-W-B234-PI-140-ST-410-1 | #1 HEAT EXCHANGER SHELL SIDE DRAIN | C01 | 27.08.25 |  | C01A | 30.12.25 |  |  |  |  | N | I.F.C | ISO
HW | YARD | SB | CCP-W-B234-PI-140-ST-412-1 | #2 HEAT EXCHANGER SHELL SIDE DRAIN | C01 | 27.08.25 |  | C01A | 30.12.25 |  |  |  |  | N | I.F.C | ISO
HW | YARD | SB | CCP-W-B234-PI-140-ST-418-1 | STEAM HEATER DRAIN LINE AFTER EDUCTOR DRAIN | C01 | 27.08.25 |  | C01A | 30.12.25 |  |  |  |  | N | I.F.C | ISO
AS | YARD | SB | CCP-W-B234-PI-140-ST-423-1 | DRIP PAN DRAIN | C01 | 19.08.25 |  | C01A | 30.12.25 |  |  |  |  | N | I.F.C | ISO
AS | YARD | SB | CCP-W-B234-PI-140-ST-424-1 | PSV DOWNSTREAM DRAIN | C01 | 19.08.25 |  | C01A | 30.12.25 |  |  |  |  | N | I.F.C | ISO
HW | YARD | SB | CCP-W-B234-PI-140-ST-425-1 | SILENCER DRAIN | C01 | 27.08.25 |  | C01A | 30.12.25 |  |  |  |  | N | I.F.C | ISO
AS | YARD | LB | CCP-W-B234-PI-140-ST-452-1 | AUX. STEAM COMMON HEADER DRIP POT | C01 | 02.05.25 |  | C01A | 31.01.26 | 기존 : T23012-W-B234-PI-140-SV-196(1OF1) |  |  |  | N | I.F.C | ISO
AS | YARD | SB | CCP-W-B234-PI-140-ST-453-1 | AUX. STEAM COMMON HEADER DRIP POT STEAM TRAP LINE | C01 | 19.08.25 |  | C01A | 30.12.25 |  |  |  |  | N | I.F.C | ISO
AS | YARD | SB | CCP-W-B234-PI-140-ST-454-1 | AUX. STEAM COMMON HEADER DRIP POT STEAM TRAP BYPASS | C01 | 19.08.25 |  | C01A | 30.12.25 |  |  |  |  | N | I.F.C | ISO
AS | YARD | SB | CCP-W-B234-PI-140-ST-455-1 | AUX. STEAM COMMON HEADER DRIP POT DRAIN | C01 | 19.08.25 |  | C01A | 30.12.25 |  |  |  |  | N | I.F.C | ISO
AS | YARD | SB | CCP-W-B234-PI-140-ST-456-1 | PCV DOWNSTREAM LINE DRIP POT | C01 | 19.08.25 |  | C01A | 30.12.25 |  |  |  |  | N | I.F.C | ISO
AS | YARD | SB | CCP-W-B234-PI-140-ST-457-1 | PCV DOWNSTREAM LINE STEAM TRAP LINE | C01 | 19.08.25 |  | C01A | 30.12.25 |  |  |  |  | N | I.F.C | ISO
AS | YARD | SB | CCP-W-B234-PI-140-ST-458-1 | PCV DOWNSTREAM LINE STEAM TRAP BYPASS | C01 | 19.08.25 |  | C01A | 30.12.25 |  |  |  |  | N | I.F.C | ISO
AS | YARD | SB | CCP-W-B234-PI-140-ST-459-1 | PCV DOWNSTREAM LINE DRIP POT DRAIN | C01 | 19.08.25 |  | C01A | 30.12.25 |  |  |  |  | N | I.F.C | ISO
AS | YARD | LB | CCP-W-B234-PI-140-ST-460-1 | HEAT EXCHANGER STEAM LINE DRIP POT | C01 | 02.05.25 |  | C01A | 31.01.26 | 기존 : T23012-W-B234-PI-140-SV-197(1OF1) |  |  |  | N | I.F.C | ISO
AS | YARD | SB | CCP-W-B234-PI-140-ST-461-1 | HEAT EXCHANGER STEAM LINE DRIP POT STEAM TRAP LINE | C01 | 19.08.25 |  | C01A | 30.12.25 |  |  |  |  | N | I.F.C | ISO
AS | YARD | SB | CCP-W-B234-PI-140-ST-462-1 | HEAT EXCHANGER STEAM LINE DRIP POT STEAM TRAP BYPASS | C01 | 19.08.25 |  | C01A | 30.12.25 |  |  |  |  | N | I.F.C | ISO
AS | YARD | SB | CCP-W-B234-PI-140-ST-463-1 | HEAT EXCHANGER STEAM LINE DRIP POT DRAIN | C01 | 19.08.25 |  | C01A | 30.12.25 |  |  |  |  | N | I.F.C | ISO
AS | YARD | LB | CCP-W-B234-PI-140-ST-464-1 | HEAT EXCHANGER STEAM LINE DRIP POT | C01 | 02.05.25 |  | C01A | 31.01.26 | 기존 : T23012-W-B234-PI-140-SV-198(1OF1) |  |  |  | N | I.F.C | ISO
AS | YARD | SB | CCP-W-B234-PI-140-ST-465-1 | HEAT EXCHANGER STEAM LINE DRIP POT STEAM TRAP LINE | C01 | 19.08.25 |  | C01A | 30.12.25 |  |  |  |  | N | I.F.C | ISO
AS | YARD | SB | CCP-W-B234-PI-140-ST-467-1 | HEAT EXCHANGER STEAM LINE DRIP POT STEAM TRAP BYPASS | C01 | 19.08.25 |  | C01A | 30.12.25 |  |  |  |  | N | I.F.C | ISO
AS | YARD | SB | CCP-W-B234-PI-140-ST-468-1 | HEAT EXCHANGER STEAM LINE DRIP POT DRAIN | C01 | 19.08.25 |  | C01A | 30.12.25 |  |  |  |  | N | I.F.C | ISO
HW | YARD | SB | CCP-W-B234-PI-140-ST-475-1 | STEAM HEATER DRAIN LINE AFTER EDUCTOR DRAIN | C01 | 27.08.25 |  | C01A | 30.12.25 |  |  |  |  | N | I.F.C | ISO
HW | YARD | SB | CCP-W-B234-PI-140-ST-603-1 | #1 HEAT EXCHANGER SHELL SIDE OUTLET TO GLYCOL ANALYZER | C01 | 27.08.25 |  | C01A | 30.12.25 |  |  |  |  | N | I.F.C | ISO
HW | YARD | SB | CCP-W-B234-PI-140-ST-603-2 | #1 HEAT EXCHANGER SHELL SIDE OUTLET TO GLYCOL ANALYZER | C01 | 27.08.25 |  | C01A | 30.12.25 |  |  |  |  | N | I.F.C | ISO
HW | YARD | SB | CCP-W-B234-PI-140-ST-603-3 | #1 HEAT EXCHANGER SHELL SIDE OUTLET TO GLYCOL ANALYZER | C01 | 27.08.25 |  | C01A | 30.12.25 |  |  |  |  | N | I.F.C | ISO
HW | YARD | SB | CCP-W-B234-PI-140-ST-604-1 | #2 HEAT EXCHANGER SHELL SIDE OUTLET TO GLYCOL ANALYZER | C01 | 27.08.25 |  | C01A | 30.12.25 |  |  |  |  | N | I.F.C | ISO
HW | YARD | SB | CCP-W-B234-PI-140-ST-604-2 | #2 HEAT EXCHANGER SHELL SIDE OUTLET TO GLYCOL ANALYZER | C01 | 27.08.25 |  | C01A | 30.12.25 |  |  |  |  | N | I.F.C | ISO
HW | YARD | SB | CCP-W-B234-PI-140-ST-604-3 | #2 HEAT EXCHANGER SHELL SIDE OUTLET TO GLYCOL ANALYZER | C01 | 27.08.25 |  | C01A | 30.12.25 |  |  |  |  | N | I.F.C | ISO
AS | YARD | LB | CCP-W-B234-PI-140-SV-196-1 | HOT WATER INLET STEAM PCV UPSTREAM PSV DOWNSTREAM | C01 | 02.05.25 | PSV INLET FACE HOLD | C01A | 31.01.26 |  |  |  |  | N | I.F.C | ISO
AS | YARD | LB | CCP-W-B234-PI-140-SV-197-1 | PSV DOWNSTREAM DRIP PAN | C01 | 02.05.25 |  | C01A | 31.01.26 |  |  |  |  | N | I.F.C | ISO
AS | YARD | LB | CCP-W-B234-PI-140-SV-198-1 | DRIP PAN TO SILENCER FOR HOT WATER SYSTEM | C01 | 02.05.25 | SILENCE LOCATION HOLD | C01A | 31.01.26 |  |  |  |  | N | I.F.C | ISO
HW | YARD | LB | CCP-W-B234-PI-140-SV-515-1 | PSV #21 TO VENT | C01 | 02.05.25 | Flange 공급 여부 Hold | C01A | 31.01.26 |  |  |  |  | N | I.F.C | ISO
HW | YARD | LB | CCP-W-B234-PI-140-SV-516-1 | PSV #22 TO VENT | C01 | 02.05.25 | Flange 공급 여부 Hold | C01A | 31.01.26 |  |  |  |  | N | I.F.C | ISO
HW | YARD | SB | CCP-W-B234-PI-140-WD-401-1 | #1 HOT WATER SUPPLY PUMP SUCTION DRAIN | C01 | 27.08.25 |  | C01A | 30.12.25 |  |  |  |  | N | I.F.C | ISO
HW | YARD | SB | CCP-W-B234-PI-140-WD-402-1 | #2 HOT WATER SUPPLY PUMP SUCTION DRAIN | C01 | 27.08.25 |  | C01A | 30.12.25 |  |  |  |  | N | I.F.C | ISO
HW | YARD | SB | CCP-W-B234-PI-140-WD-403-1 | #3 HOT WATER SUPPLY PUMP SUCTION DRAIN | C01 | 27.08.25 |  | C01A | 30.12.25 |  |  |  |  | N | I.F.C | ISO
HW | YARD | SB | CCP-W-B234-PI-140-WD-404-1 | #1 HOT WATER SUPPLY PUMP DISCHARGE DRAIN | C01 | 27.08.25 |  | C01A | 30.12.25 |  |  |  |  | N | I.F.C | ISO
HW | YARD | SB | CCP-W-B234-PI-140-WD-405-1 | #2 HOT WATER SUPPLY PUMP DISCHARGE DRAIN | C01 | 27.08.25 |  | C01A | 30.12.25 |  |  |  |  | N | I.F.C | ISO
HW | YARD | SB | CCP-W-B234-PI-140-WD-406-1 | #3 HOT WATER SUPPLY PUMP DISCHARGE DRAIN | C01 | 27.08.25 |  | C01A | 30.12.25 |  |  |  |  | N | I.F.C | ISO
HW | YARD | SB | CCP-W-B234-PI-140-WD-408-1 | HOT WATER CHEMICAL ADDITIVE TANK DRAIN | C01 | 27.08.25 |  | C01A | 30.12.25 |  |  |  |  | N | I.F.C | ISO
HW | YARD | SB | CCP-W-B234-PI-140-WD-409-1 | HOT WATER CHEMICAL ADDITIVE TANK DRAIN | C01 | 27.08.25 |  | C01A | 30.12.25 |  |  |  |  | N | I.F.C | ISO
HW | YARD | SB | CCP-W-B234-PI-140-WD-411-1 | #2 HEAT EXCHANGER TUBE SIDE DRAIN | C01 | 27.08.25 |  | C01A | 30.12.25 |  |  |  |  | N | I.F.C | ISO
HW | YARD | SB | CCP-W-B234-PI-140-WD-421-1 | PSV-34001 TO DRAIN | C01 | 27.08.25 |  | C01A | 30.12.25 |  |  |  |  | N | I.F.C | ISO
HW | YARD | SB | CCP-W-B234-PI-140-WD-422-1 | PSV-34003 TO DRAIN | C01 | 27.08.25 |  | C01A | 30.12.25 |  |  |  |  | N | I.F.C | ISO
HW | YARD | SB | CCP-W-B234-PI-140-WD-426-1 | #1 HOT WATER SUPPLY PUMP DRAIN | C01 | 27.08.25 |  | C01A | 30.12.25 |  |  |  |  | N | I.F.C | ISO
HW | YARD | SB | CCP-W-B234-PI-140-WD-427-1 | #2 HOT WATER SUPPLY PUMP DRAIN | C01 | 27.08.25 |  | C01A | 30.12.25 |  |  |  |  | N | I.F.C | ISO
HW | YARD | SB | CCP-W-B234-PI-140-WD-428-1 | #3 HOT WATER SUPPLY PUMP DRAIN | C01 | 27.08.25 |  | C01A | 30.12.25 |  |  |  |  | N | I.F.C | ISO
HW | YARD | SB | CCP-W-B234-PI-140-WD-431-1 | PSV-34005 TO DRAIN | C01 | 27.08.25 |  | C01A | 30.12.25 |  |  |  |  | N | I.F.C | ISO
HW | YARD | SB | CCP-W-B234-PI-140-WD-432-1 | HEX TUBE SIDE INLET HEADER DRAIN | C01 | 27.08.25 |  | C01A | 30.12.25 |  |  |  |  | N | I.F.C | ISO
HW | YARD | SB | CCP-W-B234-PI-140-WD-433-1 | EYE WASHER FOR HW ADDITIVE TANK DRAIN | C01 | 27.08.25 |  | C01A | 30.12.25 |  |  |  |  | N | I.F.C | ISO
HW | YARD | SB | CCP-W-B234-PI-140-WD-434-1 | #21 HEAT EXCHANGER TUBE SIDE OUTLET DRAIN | C01 | 27.08.25 |  | C01A | 30.12.25 |  |  |  |  | N | I.F.C | ISO
HW | YARD | SB | CCP-W-B234-PI-140-WD-435-1 | #22 HEAT EXCHANGER TUBE SIDE OUTLET DRAIN | C01 | 27.08.25 |  | C01A | 30.12.25 |  |  |  |  | N | I.F.C | ISO
HW | YARD | SB | CCP-W-B234-PI-140-WD-436-1 | #1 HEAT EXCHANGER SHELL SIDE OUTLET DRAIN | C01 | 27.08.25 |  | C01A | 30.12.25 |  |  |  |  | N | I.F.C | ISO
HW | YARD | SB | CCP-W-B234-PI-140-WD-437-1 | #2 HEAT EXCHANGER SHELL SIDE OUTLET DRAIN | C01 | 27.08.25 |  | C01A | 30.12.25 |  |  |  |  | N | I.F.C | ISO
HW | PB | SB | CCP-W-B234-PI-140-WD-440-1 | HOT WATER HEAD TANK DRAIN (UPPER) | C01 | 27.08.25 |  | C01A | 30.12.25 |  |  |  |  | N | I.F.C | ISO
HW | PB | SB | CCP-W-B234-PI-140-WD-441-1 | HOT WATER HEAD TANK DRAIN HEADER | C01 | 27.08.25 |  | C01A | 30.12.25 |  |  |  |  | N | I.F.C | ISO
HW | PB | SB | CCP-W-B234-PI-140-WD-441-2 | HOT WATER HEAD TANK DRAIN HEADER | C01 | 27.08.25 |  | C01A | 30.12.25 |  |  |  |  | N | I.F.C | ISO
HW | PB | SB | CCP-W-B234-PI-140-WD-442-1 | HOT WATER HEAD TANK DRAIN | C01 | 27.08.25 |  | C01A | 30.12.25 |  |  |  |  | N | I.F.C | ISO
HW | YARD | SB | CCP-W-B234-PI-140-WD-450-1 | #1 HEAT EXCHANGER TUBE SIDE DRAIN | C01 | 27.08.25 |  | C01A | 30.12.25 |  |  |  |  | N | I.F.C | ISO
HW | YARD | SB | CCP-W-B234-PI-140-WD-474-1 | HWR. COMMON LINE DRAIN | C01 | 27.08.25 |  | C01A | 30.12.25 |  |  |  |  | N | I.F.C | ISO
HW | YARD | SB | CCP-W-B234-PI-140-WD-476-1 | HEAT EXCHANGER TUBE SIDE OUTLET COMMON DRAIN | C01 | 27.08.25 |  | C01A | 30.12.25 |  |  |  |  | N | I.F.C | ISO
HW | YARD | SB | CCP-W-B234-PI-140-WD-477-1 | HWS PUMP SUTION HEADER INLET DRAIN | C01 | 27.08.25 |  | C01A | 30.12.25 |  |  |  |  | N | I.F.C | ISO
DW | YARD | SB | CCP-W-B235-PI-140-DW-001-1 | DEMI WATER SUPPLY TO HOT WATER SUPPLY BUILDING TO HOT WATER SYSTEM#2 S&T HEATER DRAIN QUENCHING | C01 | 14.08.25 |  | C01A | 30.12.25 |  |  |  |  | N | I.F.C | ISO
DW | YARD | SB | CCP-W-B235-PI-140-DW-001-2 | DEMI WATER SUPPLY TO HOT WATER SUPPLY BUILDING TO HOT WATER SYSTEM#2 S&T HEATER DRAIN QUENCHING | C01 | 14.08.25 |  | C01A | 30.12.25 |  |  |  |  | N | I.F.C | ISO
DW | PB | SB | CCP-W-B235-PI-140-DW-002-1 | DEMI.WATER SUPPLY TO HOT WATER SYSTEM#2 MAKE UP | C01 | 14.08.25 |  | C01A | 30.12.25 |  |  |  |  | N | I.F.C | ISO
DW | PB | LB | CCP-W-B235-PI-140-DW-005-1 | DEMI WATER SUPPLY HEADER TO CCW INITIAL FILLING(BLOCK #2) | C01 | 18.04.25 | 배관 설치 위치 미확정 | CO1A | 31.01.26 |  | C01B | 06.02.26 |  | N | I.F.C | ISO
DW | PB | SB | CCP-W-B235-PI-140-DW-006-1 | DEMI.WATER SUPPLY TO CCW HEAD TANK MAKE UP(BLOCK #2) | C01 | 14.08.25 |  | C01A | 30.12.25 |  |  |  |  | N | I.F.C | ISO
DW | PB | SB | CCP-W-B235-PI-140-DW-006-2 | DEMI.WATER SUPPLY TO CCW HEAD TANK MAKE UP(BLOCK #2) | C01 | 14.08.25 |  | C01A | 30.12.25 |  |  |  |  | N | I.F.C | ISO
DW | PB | SB | CCP-W-B235-PI-140-DW-006-3 | DEMI.WATER SUPPLY TO CCW HEAD TANK MAKE UP(BLOCK #2) | C01 | 14.08.25 |  | C01A | 30.12.25 |  |  |  |  | N | I.F.C | ISO
DW | PB | LB | CCP-W-B235-PI-140-DW-007-1 | DEMI WATER SUPPLY HEADER TO #21 GT & HRSG AREA | C01 | 18.04.25 | DRAIN ROUTE 미확정 | CO1A | 31.01.26 |  | C01B | 06.02.26 |  | N | I.F.C | ISO
DW | PB | LB | CCP-W-B235-PI-140-DW-007-2 | DEMI WATER SUPPLY HEADER TO #21 GT & HRSG AREA | C01 | 18.04.25 |  | CO1A | 31.01.26 |  | C01B | 06.02.26 |  | N | I.F.C | ISO
DW | PB | LB | CCP-W-B235-PI-140-DW-008-1 | #21 GT & HRSG AREA TO HRSG #21 HP INITIAL FILLING | C01 | 18.04.25 |  | CO1A | 31.01.26 |  |  |  |  | N | I.F.C | ISO
DW | PB | LB | CCP-W-B235-PI-140-DW-009-1 | #21 GT & HRSG AREA TO HP FEEDWATER#21 SYSTEM INITIAL FILLING | C01 | 18.04.25 |  | CO1A | 31.01.26 |  | C01B | 06.02.26 |  | N | I.F.C | ISO
DW | PB | SB | CCP-W-B235-PI-140-DW-010-1 | DEMI.WATER SUPPLY TO #21 GT EVAPORATIVE COOLER | C01 | 14.08.25 |  | C01A | 30.12.25 |  |  |  |  | N | I.F.C | ISO
DW | PB | SB | CCP-W-B235-PI-140-DW-010-2 | DEMI.WATER SUPPLY TO #21 GT EVAPORATIVE COOLER | C01 | 14.08.25 |  | C01A | 30.12.25 |  |  |  |  | N | I.F.C | ISO
DW | PB | SB | CCP-W-B235-PI-140-DW-010-3 | DEMI.WATER SUPPLY TO #21 GT EVAPORATIVE COOLER | C01 | 14.08.25 |  | C01A | 30.12.25 |  |  |  |  | N | I.F.C | ISO
DW | PB | SB | CCP-W-B235-PI-140-DW-010-4 | DEMI.WATER SUPPLY TO #21 GT EVAPORATIVE COOLER | C01 | 14.08.25 |  | C01A | 30.12.25 |  |  |  |  | N | I.F.C | ISO
DW | PB | SB | CCP-W-B235-PI-140-DW-011-1 | DEMI.WATER SUPPLY TO #21 GT COMPRESSOR WATER WASHING SYSTEM | C01 | 14.08.25 |  | C01A | 30.12.25 |  |  |  |  | N | I.F.C | ISO
DW | PB | SB | CCP-W-B235-PI-140-DW-012-1 | DEMI.WATER SUPPLY HEADER TO CHEMICAL DOSING SYSTEM#2 | C01 | 14.08.25 |  | C01A | 30.12.25 |  |  |  |  | N | I.F.C | ISO
DW | PB | LB | CCP-W-B235-PI-140-DW-013-1 | DEMI WATER SUPPLY HEADER TO #22 GT & HRSG AREA | C01 | 18.04.25 | DRAIN ROUTE 미확정 | CO1A | 31.01.26 |  | C01B | 06.02.26 |  | N | I.F.C | ISO
DW | PB | LB | CCP-W-B235-PI-140-DW-013-2 | DEMI WATER SUPPLY HEADER TO #22 GT & HRSG AREA | C01 | 18.04.25 |  | CO1A | 31.01.26 |  | C01B | 06.02.26 |  | N | I.F.C | ISO
DW | PB | LB | CCP-W-B235-PI-140-DW-014-1 | #22 GT & HRSG AREA TO HRSG #22 HP INITIAL FILLING | C01 | 18.04.25 |  | CO1A | 31.01.26 |  |  |  |  | N | I.F.C | ISO
DW | PB | LB | CCP-W-B235-PI-140-DW-015-1 | #22 GT & HRSG AREA TO HP FEEDWATER #22 SYSTEM INITIAL FILLING | C01 | 18.04.25 |  | CO1A | 31.01.26 |  | C01B | 06.02.26 |  | N | I.F.C | ISO
DW | PB | SB | CCP-W-B235-PI-140-DW-016-1 | DEMI.WATER SUPPLY TO #22 GT EVAPORATIVE COOLER | C01 | 14.08.25 |  | C01A | 30.12.25 |  |  |  |  | N | I.F.C | ISO
DW | PB | SB | CCP-W-B235-PI-140-DW-016-2 | DEMI.WATER SUPPLY TO #22 GT EVAPORATIVE COOLER | C01 | 14.08.25 |  | C01A | 30.12.25 |  |  |  |  | N | I.F.C | ISO
DW | PB | SB | CCP-W-B235-PI-140-DW-016-3 | DEMI.WATER SUPPLY TO #22 GT EVAPORATIVE COOLER | C01 | 14.08.25 |  | C01A | 30.12.25 |  |  |  |  | N | I.F.C | ISO
DW | PB | SB | CCP-W-B235-PI-140-DW-016-4 | DEMI.WATER SUPPLY TO #22 GT EVAPORATIVE COOLER | C01 | 14.08.25 |  | C01A | 30.12.25 |  |  |  |  | N | I.F.C | ISO
DW | PB | SB | CCP-W-B235-PI-140-DW-017-1 | DEMI.WATER SUPPLY TO #22 GT COMPRESSOR WATER WASHING SYSTEM | C01 | 14.08.25 |  | C01A | 30.12.25 |  |  |  |  | N | I.F.C | ISO
DW | YARD | LB | CCP-W-B235-PI-140-DW-018-1 | DEMI WATER SUPPLY HEADER TO ACC #2 AREA | C01 | 18.04.25 | DRAIN HOLD | CO1A | 31.01.26 |  | C01B | 06.02.26 |  | N | I.F.C | ISO
DW | YARD | LB | CCP-W-B235-PI-140-DW-019-1 | DEMI WATER SUPPLY TO ACC #2 AREA | C01 | 18.04.25 |  | CO1A | 31.01.26 |  | C01B | 06.02.26 |  | N | I.F.C | ISO
DW | YARD | LB | CCP-W-B235-PI-140-DW-020-1 | CONDENSATE COLLECTION TANK MAKE UP LINE | C01 | 18.04.25 |  | CO1A | 31.01.26 |  | C01B | 06.02.26 |  | N | I.F.C | ISO
DW | YARD | LB | CCP-W-B235-PI-140-DW-021-1 | DEMI WATER SUPPLY TO ACC AREA #2 TO CONDENSATE #2 SYSTEM INITIAL FILLING | C01 | 18.04.25 |  | CO1A | 31.01.26 |  | C01B | 06.02.26 |  | N | I.F.C | ISO
DW | YARD | SB | CCP-W-B235-PI-140-DW-022-1 | DEMI WATER SUPPLY TO ACC#2 EQUIPMENT AND FOR CLEANING | C01 | 14.08.25 |  | C01A | 30.12.25 |  |  |  |  | N | I.F.C | ISO
DW | YARD | SB | CCP-W-B235-PI-140-DW-022-2 | DEMI WATER SUPPLY TO ACC#2 EQUIPMENT AND FOR CLEANING | C01 | 14.08.25 |  | C01A | 30.12.25 |  |  |  |  | N | I.F.C | ISO
DW | YARD | SB | CCP-W-B235-PI-140-DW-023-1 | DEMI WATER SUPPLY TO LIQUID RING VACUUM PUMP A MAKE UP | C01 | 14.08.25 |  | C01A | 30.12.25 |  |  |  |  | N | I.F.C | ISO
DW | YARD | SB | CCP-W-B235-PI-140-DW-026-1 | DEMI WATER SUPPLY TO ACC AREA #2 TO ACC#2 CLEANING | C01 | 14.08.25 |  | C01A | 30.12.25 |  |  |  |  | N | I.F.C | ISO
DW | PB | LB | CCP-W-B235-PI-140-DW-028-1 | DEMI WATER SUPPLY HEADER TO ACC #2 AREA | C01 | 18.04.25 |  | CO1A | 31.01.26 |  | C01B | 06.02.26 |  | N | I.F.C | ISO
DW | YARD | SB | CCP-W-B235-PI-140-DW-029-1 | DEMI WATER SUPPLY TO LIQUID RING VACUUM PUMP B MAKE UP | C01 | 14.08.25 |  | C01A | 30.12.25 |  |  |  |  | N | I.F.C | ISO
DW | YARD | SB | CCP-W-B235-PI-140-DW-030-1 | DEMI WATER SUPPLY TO LIQUID RING VACUUM PUMP C MAKE UP | C01 | 14.08.25 |  | C01A | 30.12.25 |  |  |  |  | N | I.F.C | ISO
DW | PB | SB | CCP-W-B235-PI-140-DW-031-1 | DEMI.WATER SUPPLY TO #21 GT FUEL OIL PURGE WATER TANK FILLING | C01 | 14.08.25 |  | C01A | 30.12.25 |  |  |  |  | N | I.F.C | ISO
DW | PB | SB | CCP-W-B235-PI-140-DW-031-2 | DEMI.WATER SUPPLY TO #21 GT FUEL OIL PURGE WATER TANK FILLING | C01 | 14.08.25 |  | C01A | 30.12.25 |  |  |  |  | N | I.F.C | ISO
DW | PB | SB | CCP-W-B235-PI-140-DW-031-3 | DEMI.WATER SUPPLY TO #21 GT FUEL OIL PURGE WATER TANK FILLING | C01 | 14.08.25 |  | C01A | 30.12.25 |  |  |  |  | N | I.F.C | ISO
DW | PB | SB | CCP-W-B235-PI-140-DW-032-1 | DEMI.WATER SUPPLY TO #22 GT FUEL OIL PURGE WATER TANK FILLING | C01 | 14.08.25 |  | C01A | 30.12.25 |  |  |  |  | N | I.F.C | ISO
DW | PB | SB | CCP-W-B235-PI-140-DW-032-2 | DEMI.WATER SUPPLY TO #22 GT FUEL OIL PURGE WATER TANK FILLING | C01 | 14.08.25 |  | C01A | 30.12.25 |  |  |  |  | N | I.F.C | ISO
DW | PB | SB | CCP-W-B235-PI-140-DW-032-3 | DEMI.WATER SUPPLY TO #22 GT FUEL OIL PURGE WATER TANK FILLING | C01 | 14.08.25 |  | C01A | 30.12.25 |  |  |  |  | N | I.F.C | ISO
DW | YARD | SB | CCP-W-B235-PI-140-DW-035-1 | DEMI WATER SUPPLY TO GLYCOL ANALYZER COOLER | C01 | 14.08.25 |  | C01A | 30.12.25 |  |  |  |  | N | I.F.C | ISO
DW | YARD | SB | CCP-W-B235-PI-140-DW-036-1 | DEMI WATER GLYCOL ANALYZER COOLER TO DEMI WATER SUPPLY | C01 | 14.08.25 |  | C01A | 30.12.25 |  |  |  |  | N | I.F.C | ISO
DW | PB | LB | CCP-W-B235-PI-140-DW-041-1 | #21 GT & HRSG AREA TO IP FEEDWATER #21 SYSTEM INITIAL FILLING | C01 | 18.04.25 |  | CO1A | 31.01.26 |  | C01B | 06.02.26 |  | N | I.F.C | ISO
DW | PB | LB | CCP-W-B235-PI-140-DW-042-1 | #22 GT & HRSG AREA TO IP FEEDWATER #22 SYSTEM INITIAL FILLING | C01 | 18.04.25 |  | CO1A | 31.01.26 |  | C01B | 06.02.26 |  | N | I.F.C | ISO
DW | PB | LB | CCP-W-B235-PI-140-DW-051-1 | DEMI INITIAL FILLING TO HRSG HP ECONOMIZER FILLING | C01 | 18.04.25 | DRAIN 필요여부 확인요망. | VOID | 31.01.26 | 도면삭제 |  |  |  | N | I.F.C | ISO
DW | PB | LB | CCP-W-B235-PI-140-DW-052-1 | DEMI INITIAL FILLING TO FUEL GAS PERFORMANCE HEATER FILLING | C01 | 18.04.25 |  | VOID | 31.01.26 | 도면삭제 |  |  |  | N | I.F.C | ISO
DW | PB | LB | CCP-W-B235-PI-140-DW-054-1 | DEMI INITIAL FILLING TO HRSG HP ECONOMIZER FILLING | C01 | 18.04.25 | DRAIN 필요여부 확인요망. | VOID | 31.01.26 | 도면삭제 |  |  |  | N | I.F.C | ISO
DW | PB | LB | CCP-W-B235-PI-140-DW-055-1 | DEMI INITIAL FILLING TO FUEL GAS PERFORMANCE HEATER FILLING | C01 | 18.04.25 |  | VOID | 31.01.26 | 도면삭제 |  |  |  | N | I.F.C | ISO
DW | YARD | LB | CCP-W-B235-PI-140-DW-071-1 | COLLECTION TANK MAKE UP BYPASS LINE | C01 | 18.04.25 |  | CO1A | 31.01.26 |  | C01B | 06.02.26 |  | N | I.F.C | ISO
SS | PB | SB | CCP-W-B235-PI-140-DW-601-1 | DEMI WATER SUPPLY(BLOCK #2) TO SAMPLING SYSTEM | C01 | 21.08.25 |  | C01A | 30.12.25 |  |  |  |  | N | I.F.C | ISO
SS | PB | SB | CCP-W-B235-PI-140-DW-601-2 | DEMI WATER SUPPLY(BLOCK #2) TO SAMPLING SYSTEM | C01 | 21.08.25 |  | C01A | 30.12.25 |  |  |  |  | N | I.F.C | ISO
SW | YARD | SB | CCP-W-B236-PI-140-UW-027-1 | SW PUMP DISCHARGE RING HEADERTO FIN-FAN COOLER #2 | C01 | 13.08.25 |  | C01A | 30.12.25 |  |  |  |  | N | I.F.C | ISO
SW | YARD | SB | CCP-W-B236-PI-140-UW-027-2 | SW PUMP DISCHARGE RING HEADERTO FIN-FAN COOLER #2 | C01 | 13.08.25 |  | C01A | 30.12.25 |  |  |  |  | N | I.F.C | ISO
SW | PB | SB | CCP-W-B236-PI-140-UW-028-1 | SW PUMP DISCHARGE RING HEADER BRIDGETO CEP UNIT #2 AREA FLUSHING (INDOOR) | C01 | 13.08.25 |  | C01A | 30.12.25 |  |  |  |  | N | I.F.C | ISO
SW | YARD | SB | CCP-W-B236-PI-140-UW-028-2 | SW PUMP DISCHARGE RING HEADER BRIDGETO CEP UNIT #2 AREA FLUSHING (INDOOR) | C01 | 13.08.25 |  | C01A | 30.12.25 |  |  |  |  | N | I.F.C | ISO
SW | YARD | SB | CCP-W-B236-PI-140-UW-028-3 | SW PUMP DISCHARGE RING HEADER BRIDGETO CEP UNIT #2 AREA FLUSHING (INDOOR) | C01 | 13.08.25 |  | C01A | 30.12.25 |  |  |  |  | N | I.F.C | ISO
SW | YARD | SB | CCP-W-B236-PI-140-UW-028-4 | SW PUMP DISCHARGE RING HEADER BRIDGETO CEP UNIT #2 AREA FLUSHING (INDOOR) | C01 | 13.08.25 |  | C01A | 30.12.25 |  |  |  |  | N | I.F.C | ISO
SW | YARD | SB | CCP-W-B236-PI-140-UW-028-5 | SW PUMP DISCHARGE RING HEADER BRIDGETO CEP UNIT #2 AREA FLUSHING (INDOOR) | C01 | 13.08.25 |  | C01A | 30.12.25 |  |  |  |  | N | I.F.C | ISO
SW | PB | LB | CCP-W-B236-PI-140-UW-029-1 | SW PUMP DISCHARGE RING HEADER BRIDGE TO HRSG UNIT #22 | C01 | 02.04.25 | DRAIN 위치 미확정 | C01A | 31.01.26 |  |  |  |  | N | I.F.C | ISO
SW | PB | LB | CCP-W-B236-PI-140-UW-029-2 | SW PUMP DISCHARGE RING HEADER BRIDGE TO HRSG UNIT #22 | C01 | 02.04.25 |  | C01A | 31.01.26 |  |  |  |  | N | I.F.C | ISO
SW | PB | SB | CCP-W-B236-PI-140-UW-031-1 | HRSG UNIT #2-2TO HRSG UNIT #2-2-2 AREA FLUSHING | C01 | 13.08.25 |  | C01A | 30.12.25 |  |  |  |  | N | I.F.C | ISO
SW | PB | LB | CCP-W-B236-PI-140-UW-032-1 | HRSG UNIT #22 TO HRSG #22 BLOWDOWN TANK | C01 | 02.04.25 |  | C01A | 31.01.26 |  |  |  |  | N | I.F.C | ISO
SW | PB | SB | CCP-W-B236-PI-140-UW-033-1 | HRSG UNIT #2-2TO HRSG UNIT #2-2-1 AREA FLUSHING | C01 | 13.08.25 |  | C01A | 30.12.25 |  |  |  |  | N | I.F.C | ISO
SW | PB | SB | CCP-W-B236-PI-140-UW-034-1 | HRSG UNIT #2-2TO GTG UNIT #2-2 AREA FLUSHING | C01 | 13.08.25 |  | C01A | 30.12.25 |  |  |  |  | N | I.F.C | ISO
SW | PB | SB | CCP-W-B236-PI-140-UW-034-2 | HRSG UNIT #2-2TO GTG UNIT #2-2 AREA FLUSHING | C01 | 13.08.25 |  | C01A | 30.12.25 |  |  |  |  | N | I.F.C | ISO
SW | PB | SB | CCP-W-B236-PI-140-UW-034-3 | HRSG UNIT #2-2TO GTG UNIT #2-2 AREA FLUSHING | C01 | 13.08.25 |  | C01A | 30.12.25 |  |  |  |  | N | I.F.C | ISO
SW | PB | LB | CCP-W-B236-PI-140-UW-035-1 | SW PUMP DISCHARGE RING HEADER BRIDGE TO HRSG UNIT #21 | C01 | 02.04.25 | DRAIN 위치 미확정 | C01A | 31.01.26 |  |  |  |  | N | I.F.C | ISO
SW | PB | LB | CCP-W-B236-PI-140-UW-035-2 | SW PUMP DISCHARGE RING HEADER BRIDGE TO HRSG UNIT #21 | C01 | 02.04.25 |  | C01A | 31.01.26 |  |  |  |  | N | I.F.C | ISO
SW | PB | SB | CCP-W-B236-PI-140-UW-037-1 | HRSG UNIT #2-1TO CHEMICAL DOSING SYSTEM FOR BLOCK #2 | C01 | 13.08.25 |  | C01A | 30.12.25 |  |  |  |  | N | I.F.C | ISO
SW | PB | SB | CCP-W-B236-PI-140-UW-038-1 | HRSG UNIT #2-1TO HRSG UNIT #2-1-2 AREA FLUSHING | C01 | 13.08.25 |  | C01A | 30.12.25 |  |  |  |  | N | I.F.C | ISO
SW | PB | LB | CCP-W-B236-PI-140-UW-039-1 | HRSG UNIT #21 TO HRSG #21 BLOWDOWN TANK | C01 | 02.04.25 |  | C01A | 31.01.26 |  |  |  |  | N | I.F.C | ISO
SW | PB | SB | CCP-W-B236-PI-140-UW-040-1 | HRSG UNIT #2-1TO HRSG UNIT #2-1-1 AREA FLUSHING | C01 | 13.08.25 |  | C01A | 30.12.25 |  |  |  |  | N | I.F.C | ISO
SW | PB | SB | CCP-W-B236-PI-140-UW-041-1 | HRSG UNIT #2-1TO GTG UNIT #2-1 AREA FLUSHING | C01 | 13.08.25 |  | C01A | 30.12.25 |  |  |  |  | N | I.F.C | ISO
SW | PB | SB | CCP-W-B236-PI-140-UW-041-2 | HRSG UNIT #2-1TO GTG UNIT #2-1 AREA FLUSHING | C01 | 13.08.25 |  | C01A | 30.12.25 |  |  |  |  | N | I.F.C | ISO
SW | PB | SB | CCP-W-B236-PI-140-UW-041-3 | HRSG UNIT #2-1TO GTG UNIT #2-1 AREA FLUSHING | C01 | 13.08.25 |  | C01A | 30.12.25 |  |  |  |  | N | I.F.C | ISO
SW | PB | SB | CCP-W-B236-PI-140-UW-042-1 | SW PUMP DISCHARGE RING HEADERTO STG UNIT #2(INDOOR) | C01 | 13.08.25 |  | C01A | 30.12.25 |  |  |  |  | N | I.F.C | ISO
SW | PB | SB | CCP-W-B236-PI-140-UW-042-2 | SW PUMP DISCHARGE RING HEADERTO STG UNIT #2(INDOOR) | C01 | 13.08.25 |  | C01A | 30.12.25 |  |  |  |  | N | I.F.C | ISO
SW | PB | SB | CCP-W-B236-PI-140-UW-043-1 | SW PUMP DISCHARGE RING HEADERTO STG UNIT #2(INDOOR) | C01 | 13.08.25 |  | C01A | 30.12.25 |  |  |  |  | N | I.F.C | ISO
SW | PB | SB | CCP-W-B236-PI-140-UW-044-1 | STG UNIT #2(INDOOR)TO STG UNIT #2-2 AREA FLUSHING | C01 | 13.08.25 |  | C01A | 30.12.25 |  |  |  |  | N | I.F.C | ISO
SW | PB | SB | CCP-W-B236-PI-140-UW-044-2 | STG UNIT #2(INDOOR)TO STG UNIT #2-2 AREA FLUSHING | C01 | 13.08.25 |  | C01A | 30.12.25 |  |  |  |  | N | I.F.C | ISO
SW | PB | SB | CCP-W-B236-PI-140-UW-045-1 | STG UNIT #2(INDOOR)TO STG UNIT #2-1 AREA FLUSHING | C01 | 13.08.25 |  | C01A | 30.12.25 |  |  |  |  | N | I.F.C | ISO
SW | PB | SB | CCP-W-B236-PI-140-UW-434-1 | SW HRSG UNIT #2-1 DRAIN | C01 | 13.08.25 |  | C01A | 30.12.25 |  |  |  |  | N | I.F.C | ISO
SW | PB | SB | CCP-W-B236-PI-140-UW-435-1 | SW HRSG UNIT #2-2 DRAIN | C01 | 13.08.25 |  | C01A | 30.12.25 |  |  |  |  | N | I.F.C | ISO
SW | PB | SB | CCP-W-B236-PI-140-UW-515-1 | SW HRSG UNIT #2-1 VENT | C01 | 13.08.25 |  | C01A | 30.12.25 |  |  |  |  | N | I.F.C | ISO
SW | PB | SB | CCP-W-B236-PI-140-UW-516-1 | SW HRSG UNIT #2-2 VENT | C01 | 13.08.25 |  | C01A | 30.12.25 |  |  |  |  | N | I.F.C | ISO
SW | PB | SB | CCP-W-B236-PI-140-UW-519-1 | SW STG UNIT #2 VENT | C01 | 13.08.25 |  | C01A | 30.12.25 |  |  |  |  | N | I.F.C | ISO
SW | PB | SB | CCP-W-B236-PI-140-UW-521-1 | CHEMICAL DOSING SYSTEM FOR BLOCK #2 VENT | C01 | 13.08.25 |  | C01A | 30.12.25 |  |  |  |  | N | I.F.C | ISO
PW | PB | SB | CCP-W-B237-PI-140-PW-037-1 | MAIN BUILDING COMMON TO GTG UNIT #2-1 | C01 | 12.08.25 |  | C01A | 30.12.25 |  |  |  |  | N | I.F.C | ISO
PW | PB | SB | CCP-W-B237-PI-140-PW-037-2 | MAIN BUILDING COMMON TO GTG UNIT #2-1 | C01 | 12.08.25 |  | C01A | 30.12.25 |  |  |  |  | N | I.F.C | ISO
PW | PB | SB | CCP-W-B237-PI-140-PW-037-3 | MAIN BUILDING COMMON TO GTG UNIT #2-1 | C01 | 12.08.25 |  | C01A | 30.12.25 |  |  |  |  | N | I.F.C | ISO
PW | PB | SB | CCP-W-B237-PI-140-PW-038-1 | MAIN BUILDING COMMON TO GTG UNIT #2-2 | C01 | 12.08.25 |  | C01A | 30.12.25 |  |  |  |  | N | I.F.C | ISO
PW | PB | SB | CCP-W-B237-PI-140-PW-038-2 | MAIN BUILDING COMMON TO GTG UNIT #2-2 | C01 | 12.08.25 |  | C01A | 30.12.25 |  |  |  |  | N | I.F.C | ISO
PW | PB | SB | CCP-W-B237-PI-140-PW-041-1 | MAIN BUILDING (INDOOR) TO CHEMICAL DOSING SYSTEM FOR BLOCK #2 | C01 | 12.08.25 |  | C01A | 30.12.25 |  |  |  |  | N | I.F.C | ISO
PW | PB | SB | CCP-W-B237-PI-140-PW-041-2 | MAIN BUILDING (INDOOR) TO CHEMICAL DOSING SYSTEM FOR BLOCK #2 | C01 | 12.08.25 |  | C01A | 30.12.25 |  |  |  |  | N | I.F.C | ISO
PW | PB | SB | CCP-W-B237-PI-140-PW-042-1 | CHEMICAL DOSING SYSTEM FOR BLOCK #2 TO MAIN BUILDING | C01 | 12.08.25 |  | C01A | 30.12.25 |  |  |  |  | N | I.F.C | ISO
PW | PB | SB | CCP-W-B237-PI-140-PW-423-1 | MAIN BUILDING COMMON HEADER DRAIN | C01 | 12.08.25 |  | C01A | 30.12.25 |  |  |  |  | N | I.F.C | ISO
PW | PB | SB | CCP-W-B237-PI-140-PW-424-1 | SAFETY SHOWER GTG UNIT # 2-1 DRAIN | C01 | 12.08.25 |  | C01A | 30.12.25 |  |  |  |  | N | I.F.C | ISO
PW | PB | SB | CCP-W-B237-PI-140-PW-509-1 | SAFETY SHOWER CHEMICAL DOSING SYSTEM VENT | C01 | 12.08.25 |  | C01A | 30.12.25 |  |  |  |  | N | I.F.C | ISO
PW | PB | SB | CCP-W-B237-PI-140-PW-510-1 | SAFETY SHOWER GTG UNIT # 2-1 VENT | C01 | 12.08.25 |  | C01A | 30.12.25 |  |  |  |  | N | I.F.C | ISO
PW | PB | SB | CCP-W-B237-PI-140-PW-514-1 | MAIN BUILDING COMMON HEADER VENT | C01 | 12.08.25 |  | C01A | 30.12.25 |  |  |  |  | N | I.F.C | ISO
IA | YARD | SB | CCP-W-B240-PI-140-IA-001-1 | BLOCK 2 PRDS/BYPSS HEADER TO BLOCK 2 LP BYPASS/AUX. STEAM PRDS HEADER | C01 | 03.09.25 |  | C01A | 30.12.25 |  |  |  |  | N | I.F.C | ISO
IA | YARD | SB | CCP-W-B240-PI-140-IA-002-1 | BLOCK 2 LP BYPASS / AUX. STEAM PRDS HEADER TO LP STEAM BYPASS #1 PCV | C01 | 03.09.25 |  | C01A | 30.12.25 |  |  |  |  | N | I.F.C | ISO
IA | YARD | SB | CCP-W-B240-PI-140-IA-003-1 | BLOCK 2 LP BYPASS / AUX. STEAM PRDS HEADER TO LP STEAM BYPASS #1 TCV | C01 | 03.09.25 |  | C01A | 30.12.25 |  |  |  |  | N | I.F.C | ISO
IA | YARD | SB | CCP-W-B240-PI-140-IA-004-1 | BLOCK 2 LP BYPASS / AUX. STEAM PRDS HEADER TO LP BYPASS STEAM STOP VALVE #1 | C01 | 03.09.25 |  | C01A | 30.12.25 |  |  |  |  | N | I.F.C | ISO
IA | PB | LB | CCP-W-B240-PI-140-IA-005-1 | INSTRUMENT AIR RINGMAIN TO BLOCK #2 PRDS / BYPASS HEADER | C01 | 11.04.25 |  | C01A | 31.01.26 |  |  |  |  | N | I.F.C | ISO
IA | YARD | LB | CCP-W-B240-PI-140-IA-005-2 | INSTRUMENT AIR RINGMAIN TO BLOCK #2 PRDS / BYPASS HEADER | C01 | 11.04.25 |  | C01A | 16.01.26 |  | C01B | 31.01.26 |  | N | I.F.C | ISO
IA | YARD | SB | CCP-W-B240-PI-140-IA-006-1 | BLOCK 2 LP BYPASS / AUX. STEAM PRDS HEADER TO LP STEAM BYPASS #2 PCV | C01 | 03.09.25 |  | C01A | 30.12.25 |  |  |  |  | N | I.F.C | ISO
IA | YARD | SB | CCP-W-B240-PI-140-IA-007-1 | BLOCK 2 LP BYPASS / AUX. STEAM PRDS HEADER TO LP STEAM BYPASS #2 TCV | C01 | 03.09.25 |  | C01A | 30.12.25 |  |  |  |  | N | I.F.C | ISO
IA | YARD | SB | CCP-W-B240-PI-140-IA-008-1 | BLOCK 2 LP BYPASS / AUX. STEAM PRDS HEADER TO LP BYPASS STEAM STOP VALVE #2 | C01 | 03.09.25 |  | C01A | 30.12.25 |  |  |  |  | N | I.F.C | ISO
IA | PB | SB | CCP-W-B240-PI-140-IA-010-1 | LP BYPASS / AUX. STEAM PRDS HEADER #2 | C01 | 03.09.25 |  | C01A | 30.12.25 |  |  |  |  | N | I.F.C | ISO
IA | PB | SB | CCP-W-B240-PI-140-IA-011-1 | LP BYPASS / AUX. STEAM PRDS HEADER #2 | C01 | 03.09.25 |  | C01A | 30.12.25 |  |  |  |  | N | I.F.C | ISO
IA | PB | SB | CCP-W-B240-PI-140-IA-012-1 | LP BYPASS / AUX. STEAM PRDS HEADER #2 | C01 | 03.09.25 |  | C01A | 30.12.25 |  |  |  |  | N | I.F.C | ISO
IA | PB | SB | CCP-W-B240-PI-140-IA-013-1 | LP BYPASS / AUX. STEAM PRDS HEADER #2 | C01 | 03.09.25 |  | C01A | 30.12.25 |  |  |  |  | N | I.F.C | ISO
IA | YARD | SB | CCP-W-B240-PI-140-IA-014-1 | BLOCK 2 PRDS/BYPSS HEADER TO BLOCK 2 HP BYPASS HEADER | C01 | 03.09.25 |  | C01A | 30.12.25 |  |  |  |  | N | I.F.C | ISO
IA | YARD | SB | CCP-W-B240-PI-140-IA-015-1 | BLOCK 2 HP BYPASS HEADER TO HP BYPASS STEAM STOP VALVE #1 | C01 | 03.09.25 |  | C01A | 30.12.25 |  |  |  |  | N | I.F.C | ISO
IA | YARD | SB | CCP-W-B240-PI-140-IA-017-1 | BLOCK 2 HP BYPASS HEADER TO HP STEAM BYPASS #1 PCV | C01 | 03.09.25 |  | C01A | 30.12.25 |  |  |  |  | N | I.F.C | ISO
IA | YARD | SB | CCP-W-B240-PI-140-IA-018-1 | BLOCK 2 HP BYPASS HEADER TO HP STEAM BYPASS #1 TCV | C01 | 03.09.25 |  | C01A | 30.12.25 |  |  |  |  | N | I.F.C | ISO
IA | YARD | SB | CCP-W-B240-PI-140-IA-019-1 | BLOCK 2 HP BYPASS HEADER TO HP WARMUP LINE SHUTOFF VALVE #1 TV | C01 | 03.09.25 |  | C01A | 30.12.25 |  |  |  |  | N | I.F.C | ISO
IA | YARD | SB | CCP-W-B240-PI-140-IA-020-1 | BLOCK 2 HP BYPASS HEADER TO HP BYPASS STEAM STOP VALVE #2 | C01 | 03.09.25 |  | C01A | 30.12.25 |  |  |  |  | N | I.F.C | ISO
IA | YARD | SB | CCP-W-B240-PI-140-IA-022-1 | BLOCK 2 HP BYPASS HEADER TO HP STEAM BYPASS #2 PCV | C01 | 03.09.25 |  | C01A | 30.12.25 |  |  |  |  | N | I.F.C | ISO
IA | YARD | SB | CCP-W-B240-PI-140-IA-023-1 | BLOCK 2 HP BYPASS HEADER TO HP STEAM BYPASS #2 TCV | C01 | 03.09.25 |  | C01A | 30.12.25 |  |  |  |  | N | I.F.C | ISO
IA | YARD | SB | CCP-W-B240-PI-140-IA-024-1 | BLOCK 2 HP BYPASS HEADER TO HP WARMUP LINE SHUTOFF VALVE #2 TV | C01 | 03.09.25 |  | C01A | 30.12.25 |  |  |  |  | N | I.F.C | ISO
IA | PB | SB | CCP-W-B240-PI-140-IA-025-1 | INSTRUMENT AIR RINGMAIN | C01 | 03.09.25 |  | C01A | 30.12.25 |  |  |  |  | N | I.F.C | ISO
IA | PB | SB | CCP-W-B240-PI-140-IA-025-2 | INSTRUMENT AIR RINGMAIN | C01 | 03.09.25 |  | C01A | 30.12.25 |  |  |  |  | N | I.F.C | ISO
IA | PB | SB | CCP-W-B240-PI-140-IA-026-1 | GT & HRSG AREA HEADER #21 | C01 | 03.09.25 |  | C01A | 30.12.25 |  |  |  |  | N | I.F.C | ISO
IA | PB | SB | CCP-W-B240-PI-140-IA-026-2 | GT & HRSG AREA HEADER #21 | C01 | 03.09.25 |  | C01A | 30.12.25 |  |  |  |  | N | I.F.C | ISO
IA | PB | SB | CCP-W-B240-PI-140-IA-027-1 | GT & HRSG AREA HEADER #21 | C01 | 03.09.25 |  | C01A | 30.12.25 |  |  |  |  | N | I.F.C | ISO
IA | PB | SB | CCP-W-B240-PI-140-IA-028-1 | GT & HRSG AREA HEADER #21 | C01 | 03.09.25 |  | C01A | 30.12.25 |  |  |  |  | N | I.F.C | ISO
IA | PB | LB | CCP-W-B240-PI-140-IA-029-1 | INSTRUMENT AIR RINGMAIN TO BLOCK #21 GT&HRSG AREA BRANCH | C01 | 11.04.25 |  | C01A | 16.01.26 |  |  |  |  | N | I.F.C | ISO
IA | PB | LB | CCP-W-B240-PI-140-IA-029-2 | INSTRUMENT AIR RINGMAIN TO BLOCK #21 GT&HRSG AREA BRANCH | C01 | 11.04.25 |  | C01A | 16.01.26 |  | C01B | 31.01.26 |  | N | I.F.C | ISO
IA | PB | LB | CCP-W-B240-PI-140-IA-029-3 | INSTRUMENT AIR RINGMAIN TO BLOCK #21 GT&HRSG AREA BRANCH | C01 | 11.04.25 |  | C01A | 16.01.26 |  | C01B | 31.01.26 |  | N | I.F.C | ISO
IA | PB | SB | CCP-W-B240-PI-140-IA-034-1 | GT & HRSG AREA HEADER #22 | C01 | 03.09.25 |  | C01A | 30.12.25 |  |  |  |  | N | I.F.C | ISO
IA | PB | SB | CCP-W-B240-PI-140-IA-034-2 | GT & HRSG AREA HEADER #22 | C01 | 03.09.25 |  | C01A | 30.12.25 |  |  |  |  | N | I.F.C | ISO
IA | PB | SB | CCP-W-B240-PI-140-IA-035-1 | GT & HRSG AREA HEADER #22 | C01 | 03.09.25 |  | C01A | 30.12.25 |  |  |  |  | N | I.F.C | ISO
IA | PB | SB | CCP-W-B240-PI-140-IA-036-1 | GT & HRSG AREA HEADER #22 | C01 | 03.09.25 |  | C01A | 30.12.25 |  |  |  |  | N | I.F.C | ISO
IA | PB | LB | CCP-W-B240-PI-140-IA-037-1 | INSTRUMENT AIR RINGMAIN TO BLOCK #22 GT&HRSG AREA BRANCH | C01 | 11.04.25 |  | C01A | 16.01.26 |  |  |  |  | N | I.F.C | ISO
IA | PB | LB | CCP-W-B240-PI-140-IA-037-2 | INSTRUMENT AIR RINGMAIN TO BLOCK #22 GT&HRSG AREA BRANCH | C01 | 11.04.25 |  | C01A | 16.01.26 |  | C01B | 31.01.26 |  | N | I.F.C | ISO
IA | PB | LB | CCP-W-B240-PI-140-IA-037-3 | INSTRUMENT AIR RINGMAIN TO BLOCK #22 GT&HRSG AREA BRANCH | C01 | 11.04.25 |  | C01A | 16.01.26 |  | C01B | 31.01.26 |  | N | I.F.C | ISO
IA | PB | SB | CCP-W-B240-PI-140-IA-043-1 | GT & HRSG AREA HEADER #21 | C01 | 03.09.25 |  | C01A | 30.12.25 |  |  |  |  | N | I.F.C | ISO
IA | PB | SB | CCP-W-B240-PI-140-IA-044-1 | GT & HRSG AREA HEADER #21 | C01 | 03.09.25 |  | C01A | 30.12.25 |  |  |  |  | N | I.F.C | ISO
IA | YARD | SB | CCP-W-B240-PI-140-IA-045-1 | INSTRUMENT AIR RINGMAIN TO BLOCK #2 GT #1 IPB | C01 | 03.09.25 |  | C01A | 30.12.25 |  |  |  |  | N | I.F.C | ISO
IA | PB | SB | CCP-W-B240-PI-140-IA-045-2 | INSTRUMENT AIR RINGMAIN | C01 | 03.09.25 |  | C01A | 30.12.25 |  |  |  |  | N | I.F.C | ISO
IA | PB | SB | CCP-W-B240-PI-140-IA-047-1 | GT & HRSG AREA HEADER #22 | C01 | 03.09.25 |  | C01A | 30.12.25 |  |  |  |  | N | I.F.C | ISO
IA | PB | SB | CCP-W-B240-PI-140-IA-048-1 | GT & HRSG AREA HEADER #22 | C01 | 03.09.25 |  | C01A | 30.12.25 |  |  |  |  | N | I.F.C | ISO
IA | YARD | SB | CCP-W-B240-PI-140-IA-049-1 | INSTRUMENT AIR RINGMAIN TO BLOCK #2 GT #2 IPB | C01 | 03.09.25 |  | C01A | 30.12.25 |  |  |  |  | N | I.F.C | ISO
IA | PB | SB | CCP-W-B240-PI-140-IA-049-2 | INSTRUMENT AIR RINGMAIN | C01 | 03.09.25 |  | C01A | 30.12.25 |  |  |  |  | N | I.F.C | ISO
IA | PB | SB | CCP-W-B240-PI-140-IA-051-1 | GT & HRSG AREA HEADER #21 | C01 | 03.09.25 |  | C01A | 30.12.25 |  |  |  |  | N | I.F.C | ISO
IA | PB | SB | CCP-W-B240-PI-140-IA-052-1 | GT & HRSG AREA HEADER #21 | C01 | 03.09.25 |  | C01A | 30.12.25 |  |  |  |  | N | I.F.C | ISO
IA | PB | SB | CCP-W-B240-PI-140-IA-053-1 | GT & HRSG AREA HEADER #21 | C01 | 03.09.25 |  | C01A | 30.12.25 |  |  |  |  | N | I.F.C | ISO
IA | PB | SB | CCP-W-B240-PI-140-IA-054-1 | GT & HRSG AREA HEADER #21 | C01 | 03.09.25 |  | C01A | 30.12.25 |  |  |  |  | N | I.F.C | ISO
IA | PB | SB | CCP-W-B240-PI-140-IA-055-1 | GT & HRSG AREA HEADER #21 | C01 | 03.09.25 |  | C01A | 30.12.25 |  |  |  |  | N | I.F.C | ISO
IA | PB | SB | CCP-W-B240-PI-140-IA-057-1 | GT & HRSG AREA HEADER #22 | C01 | 03.09.25 |  | C01A | 30.12.25 |  |  |  |  | N | I.F.C | ISO
IA | PB | SB | CCP-W-B240-PI-140-IA-058-1 | GT & HRSG AREA HEADER #22 | C01 | 03.09.25 |  | C01A | 30.12.25 |  |  |  |  | N | I.F.C | ISO
IA | PB | SB | CCP-W-B240-PI-140-IA-059-1 | GT & HRSG AREA HEADER #22 | C01 | 03.09.25 |  | C01A | 30.12.25 |  |  |  |  | N | I.F.C | ISO
IA | PB | SB | CCP-W-B240-PI-140-IA-060-1 | GT & HRSG AREA HEADER #22 | C01 | 03.09.25 |  | C01A | 30.12.25 |  |  |  |  | N | I.F.C | ISO
IA | PB | SB | CCP-W-B240-PI-140-IA-061-1 | GT & HRSG AREA HEADER #22 | C01 | 03.09.25 |  | C01A | 30.12.25 |  |  |  |  | N | I.F.C | ISO
IA | PB | SB | CCP-W-B240-PI-140-IA-062-1 | INSTRUMENT AIR RINGMAIN | C01 | 03.09.25 |  | C01A | 30.12.25 |  |  |  |  | N | I.F.C | ISO
IA | PB | SB | CCP-W-B240-PI-140-IA-063-1 | INSTRUMENT AIR STG #2 BRANCH | C01 | 03.09.25 |  | C01A | 30.12.25 |  |  |  |  | N | I.F.C | ISO
IA | PB | SB | CCP-W-B240-PI-140-IA-064-1 | INSTRUMENT AIR STG #2 BRANCH | C01 | 03.09.25 |  | C01A | 30.12.25 |  |  |  |  | N | I.F.C | ISO
IA | PB | SB | CCP-W-B240-PI-140-IA-065-1 | INSTRUMENT AIR STG #2 BRANCH | C01 | 03.09.25 |  | C01A | 30.12.25 |  |  |  |  | N | I.F.C | ISO
IA | PB | SB | CCP-W-B240-PI-140-IA-066-1 | INSTRUMENT AIR CEP & ACC #2 AREA BRANCH | C01 | 03.09.25 |  | C01A | 30.12.25 |  |  |  |  | N | I.F.C | ISO
IA | YARD | SB | CCP-W-B240-PI-140-IA-067-1 | INSTRUMENT AIR CEP & ACC #2 AREA BRANCH TO ACC CONDENSATE COLLECTION TANK LCV | C01 | 03.09.25 |  | C01A | 30.12.25 |  |  |  |  | N | I.F.C | ISO
IA | YARD | SB | CCP-W-B240-PI-140-IA-067-2 | INSTRUMENT AIR CEP & ACC #2 AREA BRANCH TO ACC CONDENSATE COLLECTION TANK LCV | C01 | 03.09.25 |  | C01A | 30.12.25 |  |  |  |  | N | I.F.C | ISO
IA | YARD | SB | CCP-W-B240-PI-140-IA-067-3 | INSTRUMENT AIR CEP & ACC #2 AREA BRANCH TO ACC CONDENSATE COLLECTION TANK LCV | C01 | 03.09.25 |  | C01A | 30.12.25 |  |  |  |  | N | I.F.C | ISO
IA | YARD | SB | CCP-W-B240-PI-140-IA-067-4 | INSTRUMENT AIR CEP & ACC #2 AREA BRANCH TO ACC CONDENSATE COLLECTION TANK LCV | C01 | 03.09.25 |  | C01A | 30.12.25 |  |  |  |  | N | I.F.C | ISO
IA | YARD | SB | CCP-W-B240-PI-140-IA-067-5 | INSTRUMENT AIR CEP & ACC #2 AREA BRANCH TO ACC CONDENSATE COLLECTION TANK LCV | C01 | 03.09.25 |  | C01A | 30.12.25 |  |  |  |  | N | I.F.C | ISO
IA | YARD | SB | CCP-W-B240-PI-140-IA-068-1 | HOT WATER BLDG BRANCH TO BLOCK2 HOT WATER HEATER TCV | C01 | 03.09.25 |  | C01A | 30.12.25 |  |  |  |  | N | I.F.C | ISO
IA | YARD | SB | CCP-W-B240-PI-140-IA-069-1 | HOT WATER BLDG BRANCH TO BLOCK2 HOT WATER HEATER LCV | C01 | 03.09.25 |  | C01A | 30.12.25 |  |  |  |  | N | I.F.C | ISO
IA | YARD | SB | CCP-W-B240-PI-140-IA-070-1 | HOT WATER BLDG BRANCH TO BLOCK2 AUX STEAM TO HOT WATER HEATER CV | C01 | 03.09.25 |  | C01A | 30.12.25 |  |  |  |  | N | I.F.C | ISO
IA | PB | SB | CCP-W-B240-PI-140-IA-071-1 | INSTRUMENT AIR RINGMAIN | C01 | 03.09.25 |  | C01A | 30.12.25 |  |  |  |  | N | I.F.C | ISO
IA | PB | SB | CCP-W-B240-PI-140-IA-071-2 | INSTRUMENT AIR RINGMAIN | C01 | 03.09.25 |  | C01A | 30.12.25 |  |  |  |  | N | I.F.C | ISO
IA | PB | SB | CCP-W-B240-PI-140-IA-075-1 | GT & HRSG AREA HEADER #21 | C01 | 03.09.25 |  | C01A | 30.12.25 |  |  |  |  | N | I.F.C | ISO
IA | PB | SB | CCP-W-B240-PI-140-IA-075-2 | GT & HRSG AREA HEADER #21 | C01 | 03.09.25 |  | C01A | 30.12.25 |  |  |  |  | N | I.F.C | ISO
IA | PB | SB | CCP-W-B240-PI-140-IA-075-3 | GT & HRSG AREA HEADER #21 | C01 | 03.09.25 |  | C01A | 30.12.25 |  |  |  |  | N | I.F.C | ISO
IA | PB | SB | CCP-W-B240-PI-140-IA-076-1 | GT & HRSG AREA HEADER #22 | C01 | 03.09.25 |  | C01A | 30.12.25 |  |  |  |  | N | I.F.C | ISO
IA | PB | SB | CCP-W-B240-PI-140-IA-076-2 | GT & HRSG AREA HEADER #22 | C01 | 03.09.25 |  | C01A | 30.12.25 |  |  |  |  | N | I.F.C | ISO
IA | PB | SB | CCP-W-B240-PI-140-IA-076-3 | GT & HRSG AREA HEADER #22 | C01 | 03.09.25 |  | C01A | 30.12.25 |  |  |  |  | N | I.F.C | ISO
IA | PB | SB | CCP-W-B240-PI-140-IA-077-1 | INSTRUMENT AIR RINGMAIN | C01 | 03.09.25 |  | C01A | 30.12.25 |  |  |  |  | N | I.F.C | ISO
IA | YARD | SB | CCP-W-B240-PI-140-IA-081-1 | BLOCK 2 PRDS/BYPSS HEADER TO BLOCK 2 HP BYPASS HEADER | C01 | 03.09.25 |  | C01A | 30.12.25 |  |  |  |  | N | I.F.C | ISO
IA | YARD | SB | CCP-W-B240-PI-140-IA-082-1 | BLOCK 2 PRDS/BYPSS HEADER TO BLOCK 2 LP BYPASS/AUX. STEAM PRDS HEADER | C01 | 03.09.25 |  | C01A | 30.12.25 |  |  |  |  | N | I.F.C | ISO
IA | PB | SB | CCP-W-B240-PI-140-IA-177-1 | GT FGH AREA HERDER #21 | C01 | 03.09.25 |  | C01A | 30.12.25 |  |  |  |  | N | I.F.C | ISO
IA | PB | SB | CCP-W-B240-PI-140-IA-178-1 | GT FGH AREA HERDER #22 | C01 | 03.09.25 |  | C01A | 30.12.25 |  |  |  |  | N | I.F.C | ISO
IA | YARD | SB | CCP-W-B240-PI-140-IA-431-1 | IA BLOCK #2 PRDS / BYPASS HEADER DRAIN | C01 | 03.09.25 |  | C01A | 30.12.25 |  |  |  |  | N | I.F.C | ISO
IA | YARD | SB | CCP-W-B240-PI-140-IA-432-1 | IA BLOCK #2 PRDS / BYPASS HEADER DRAIN | C01 | 03.09.25 |  | C01A | 30.12.25 |  |  |  |  | N | I.F.C | ISO
IA | YARD | SB | CCP-W-B240-PI-140-IA-433-1 | IA BLOCK #2 PRDS/BYPASS HEADER DRAIN BYPASS | C01 | 03.09.25 |  | C01A | 30.12.25 |  |  |  |  | N | I.F.C | ISO
IA | YARD | SB | CCP-W-B240-PI-140-IA-434-1 | IA CEP & ACC #2 AREA BRANCH DRAIN | C01 | 03.09.25 |  | C01A | 30.12.25 |  |  |  |  | N | I.F.C | ISO
IA | YARD | SB | CCP-W-B240-PI-140-IA-435-1 | IA CEP & ACC #2 AREA BRANCH DRAIN | C01 | 03.09.25 |  | C01A | 30.12.25 |  |  |  |  | N | I.F.C | ISO
IA | YARD | SB | CCP-W-B240-PI-140-IA-436-1 | IA CEP & ACC #2 AREA BRANCH DRAIN BYPASS | C01 | 03.09.25 |  | C01A | 30.12.25 |  |  |  |  | N | I.F.C | ISO
IA | PB | SB | CCP-W-B240-PI-140-IA-437-1 | ST IPB #2 DISTRIBUTION LINE DRAIN | C01 | 03.09.25 |  | C01A | 30.12.25 |  |  |  |  | N | I.F.C | ISO
IA | PB | SB | CCP-W-B240-PI-140-IA-438-1 | ST IPB #2 DISTRIBUTION LINE DRAIN | C01 | 03.09.25 |  | C01A | 30.12.25 |  |  |  |  | N | I.F.C | ISO
IA | PB | SB | CCP-W-B240-PI-140-IA-439-1 | ST IPB #2 DISTRIBUTION LINE BYPASS | C01 | 03.09.25 |  | C01A | 30.12.25 |  |  |  |  | N | I.F.C | ISO
IA | PB | SB | CCP-W-B240-PI-140-IA-440-1 | GT & HRSG #21 AREA HEADER DRAIN | C01 | 03.09.25 |  | C01A | 30.12.25 |  |  |  |  | N | I.F.C | ISO
IA | PB | SB | CCP-W-B240-PI-140-IA-441-1 | GT & HRSG #21 AREA HEADER DRAIN | C01 | 03.09.25 |  | C01A | 30.12.25 |  |  |  |  | N | I.F.C | ISO
IA | PB | SB | CCP-W-B240-PI-140-IA-442-1 | GT & HRSG #21 AREA HEADER DRAIN BYPASS | C01 | 03.09.25 |  | C01A | 30.12.25 |  |  |  |  | N | I.F.C | ISO
IA | PB | SB | CCP-W-B240-PI-140-IA-443-1 | GT & HRSG #22 AREA HEADER DRAIN | C01 | 03.09.25 |  | C01A | 30.12.25 |  |  |  |  | N | I.F.C | ISO
IA | PB | SB | CCP-W-B240-PI-140-IA-444-1 | GT & HRSG #22 AREA HEADER DRAIN | C01 | 03.09.25 |  | C01A | 30.12.25 |  |  |  |  | N | I.F.C | ISO
IA | PB | SB | CCP-W-B240-PI-140-IA-445-1 | GT & HRSG #22 AREA HEADER DRAIN BYPASS | C01 | 03.09.25 |  | C01A | 30.12.25 |  |  |  |  | N | I.F.C | ISO
IA | YARD | SB | CCP-W-B240-PI-140-IA-811-1 | IA PRDS / BYPASS HEADER DRAIN EQUALIZING | C01 | 03.09.25 |  | C01A | 30.12.25 |  |  |  |  | N | I.F.C | ISO
IA | YARD | SB | CCP-W-B240-PI-140-IA-812-1 | IA CEP & ACC #2 AREA BRANCH DRAIN EQUALIZING | C01 | 03.09.25 |  | C01A | 30.12.25 |  |  |  |  | N | I.F.C | ISO
IA | PB | SB | CCP-W-B240-PI-140-IA-813-1 | ST IPB #2 DISTRIBUTION LINE DRAIN EQUALIZING | C01 | 03.09.25 |  | C01A | 30.12.25 |  |  |  |  | N | I.F.C | ISO
IA | PB | SB | CCP-W-B240-PI-140-IA-814-1 | GT & HRSG #21 AREA HEADER DRAIN EQUALIZING | C01 | 03.09.25 |  | C01A | 30.12.25 |  |  |  |  | N | I.F.C | ISO
IA | PB | SB | CCP-W-B240-PI-140-IA-815-1 | GT & HRSG #22 AREA HEADER DRAIN EQUALIZING | C01 | 03.09.25 |  | C01A | 30.12.25 |  |  |  |  | N | I.F.C | ISO
SA | PB | SB | CCP-W-B240-PI-140-SA-010-1 | SERVICE AIR DISTRIBUTION HEADER TO BLOCK #2 GT / HRSG #1 HEADER | C01 | 03.09.25 |  | C01A | 30.12.25 |  |  |  |  | N | I.F.C | ISO
SA | PB | SB | CCP-W-B240-PI-140-SA-010-2 | SERVICE AIR DISTRIBUTION HEADER TO BLOCK #2 GT / HRSG #1 HEADER | C01 | 03.09.25 |  | C01A | 30.12.25 |  |  |  |  | N | I.F.C | ISO
SA | PB | SB | CCP-W-B240-PI-140-SA-011-1 | SERVICE AIR DISTRIBUTION HEADER TO BLOCK #2 GT / HRSG #2 HEADER | C01 | 03.09.25 |  | C01A | 30.12.25 |  |  |  |  | N | I.F.C | ISO
SA | PB | SB | CCP-W-B240-PI-140-SA-011-2 | SERVICE AIR DISTRIBUTION HEADER TO BLOCK #2 GT / HRSG #2 HEADER | C01 | 03.09.25 |  | C01A | 30.12.25 |  |  |  |  | N | I.F.C | ISO
SA | PB | SB | CCP-W-B240-PI-140-SA-012-1 | SERVICE AIR DISTRIBUTION HEADER TO STG #2 HEADER | C01 | 03.09.25 |  | C01A | 30.12.25 |  |  |  |  | N | I.F.C | ISO
SA | PB | SB | CCP-W-B240-PI-140-SA-070-1 | GT / HRSG #3 HEADER TO BLOCK #2 HRSG #1 | C01 | 03.09.25 |  | C01A | 30.12.25 |  |  |  |  | N | I.F.C | ISO
SA | PB | SB | CCP-W-B240-PI-140-SA-071-1 | GT / HRSG #3 HEADER TO BLOCK #2 GT #1 | C01 | 03.09.25 |  | C01A | 30.12.25 |  |  |  |  | N | I.F.C | ISO
SA | PB | SB | CCP-W-B240-PI-140-SA-071-2 | GT / HRSG #3 HEADER TO BLOCK #2 GT #1 | C01 | 03.09.25 |  | C01A | 30.12.25 |  |  |  |  | N | I.F.C | ISO
SA | PB | SB | CCP-W-B240-PI-140-SA-072-1 | GT / HRSG #4 HEADER TO BLOCK #2 HRSG #2 | C01 | 03.09.25 |  | C01A | 30.12.25 |  |  |  |  | N | I.F.C | ISO
SA | PB | SB | CCP-W-B240-PI-140-SA-073-1 | GT / HRSG #4 HEADER TO BLOCK #2 GT #2 | C01 | 03.09.25 |  | C01A | 30.12.25 |  |  |  |  | N | I.F.C | ISO
SA | PB | SB | CCP-W-B240-PI-140-SA-073-2 | GT / HRSG #4 HEADER TO BLOCK #2 GT #2 | C01 | 03.09.25 |  | C01A | 30.12.25 |  |  |  |  | N | I.F.C | ISO
SA | PB | SB | CCP-W-B240-PI-140-SA-074-1 | STG #2 HEADER TO STG BUILDING #2 GROUND FLOOR | C01 | 03.09.25 |  | C01A | 30.12.25 |  |  |  |  | N | I.F.C | ISO
SA | PB | SB | CCP-W-B240-PI-140-SA-075-1 | STG #2 HEADER TO STG BUILDING #2 GROUND FLOOR | C01 | 03.09.25 |  | C01A | 30.12.25 |  |  |  |  | N | I.F.C | ISO
SA | PB | SB | CCP-W-B240-PI-140-SA-076-1 | STG #2 HEADER TO STG BUILDING #2 GROUND FLOOR | C01 | 03.09.25 |  | C01A | 30.12.25 |  |  |  |  | N | I.F.C | ISO
SA | PB | SB | CCP-W-B240-PI-140-SA-077-1 | GT / HRSG #1 HEADER TO BLOCK #2 HRSG #1 | C01 | 03.09.25 |  | C01A | 30.12.25 |  |  |  |  | N | I.F.C | ISO
SA | PB | SB | CCP-W-B240-PI-140-SA-078-1 | GT / HRSG #1 HEADER TO BLOCK #2 GT #1 | C01 | 03.09.25 |  | C01A | 30.12.25 |  |  |  |  | N | I.F.C | ISO
SA | PB | SB | CCP-W-B240-PI-140-SA-078-2 | GT / HRSG #1 HEADER TO BLOCK #2 GT #1 | C01 | 03.09.25 |  | C01A | 30.12.25 |  |  |  |  | N | I.F.C | ISO
SA | PB | SB | CCP-W-B240-PI-140-SA-079-1 | GT / HRSG #2 HEADER TO BLOCK #2 HRSG #2 | C01 | 03.09.25 |  | C01A | 30.12.25 |  |  |  |  | N | I.F.C | ISO
SA | PB | SB | CCP-W-B240-PI-140-SA-080-1 | GT / HRSG #2 HEADER TO BLOCK #2 GT #2 | C01 | 03.09.25 |  | C01A | 30.12.25 |  |  |  |  | N | I.F.C | ISO
SA | PB | SB | CCP-W-B240-PI-140-SA-080-2 | GT / HRSG #2 HEADER TO BLOCK #2 GT #2 | C01 | 03.09.25 |  | C01A | 30.12.25 |  |  |  |  | N | I.F.C | ISO
SS | PB | SB | CCP-W-B241-PI-140-WD-100-1 | SAMPLING SYSTEM TO DRAIN SUMP PIT | C01 | 21.08.25 |  | C01A | 30.12.25 |  |  |  |  | N | I.F.C | ISO
FW | PB | SB | CCP-W-B242-PI-140-CH-001-1 | CHEMICAL DOSING INJECTION(AMMONIA) TO BFP(#A, B) SUCTION (COMMON) | C01 | 13.08.25 |  | C01A | 30.12.25 |  |  |  |  | N | I.F.C | ISO
FW | PB | SB | CCP-W-B242-PI-140-CH-001-2 | CHEMICAL DOSING INJECTION(AMMONIA) TO BFP(#A, B) SUCTION (COMMON) | C01 | 13.08.25 |  | C01A | 30.12.25 |  |  |  |  | N | I.F.C | ISO
FW | PB | SB | CCP-W-B242-PI-140-CH-002-1 | CHEMICAL DOSING INJECTION(O2 SCAVENGER) TO BFP(#A, B) SUCTION (COMMON) | C01 | 13.08.25 |  | C01A | 30.12.25 |  |  |  |  | N | I.F.C | ISO
FW | PB | SB | CCP-W-B242-PI-140-CH-002-2 | CHEMICAL DOSING INJECTION(O2 SCAVENGER) TO BFP(#A, B) SUCTION (COMMON) | C01 | 13.08.25 |  | C01A | 30.12.25 |  |  |  |  | N | I.F.C | ISO
FW | PB | SB | CCP-W-B242-PI-140-CH-003-1 | CHEMICAL DOSING INJECTION(AMMONIA) TO BFP(#A, B) SUCTION (COMMON) | C01 | 13.08.25 |  | C01A | 30.12.25 |  |  |  |  | N | I.F.C | ISO
FW | PB | SB | CCP-W-B242-PI-140-CH-003-2 | CHEMICAL DOSING INJECTION(AMMONIA) TO BFP(#A, B) SUCTION (COMMON) | C01 | 13.08.25 |  | C01A | 30.12.25 |  |  |  |  | N | I.F.C | ISO
FW | PB | SB | CCP-W-B242-PI-140-CH-004-1 | CHEMICAL DOSING INJECTION(O2 SCAVENGER) TO BFP(#A, B) SUCTION (COMMON) | C01 | 13.08.25 |  | C01A | 30.12.25 |  |  |  |  | N | I.F.C | ISO
FW | PB | SB | CCP-W-B242-PI-140-CH-004-2 | CHEMICAL DOSING INJECTION(O2 SCAVENGER) TO BFP(#A, B) SUCTION (COMMON) | C01 | 13.08.25 |  | C01A | 30.12.25 |  |  |  |  | N | I.F.C | ISO
DW | PB | SB | CCP-W-B242-PI-140-CH-005-1 | AMMONIA DOSING TO DEMI WATER DISTIBUTION(HRSG #2 AREA) | C01 | 14.08.25 |  | C01A | 30.12.25 |  |  |  |  | N | I.F.C | ISO
DW | PB | SB | CCP-W-B242-PI-140-CH-006-1 | AMMONIA DOSING TO TO HRSG #21 | C01 | 14.08.25 |  | C01A | 30.12.25 |  |  |  |  | N | I.F.C | ISO
DW | PB | SB | CCP-W-B242-PI-140-CH-006-2 | AMMONIA DOSING TO TO HRSG #21 | C01 | 14.08.25 |  | C01A | 30.12.25 |  |  |  |  | N | I.F.C | ISO
DW | PB | SB | CCP-W-B242-PI-140-CH-006-3 | AMMONIA DOSING TO TO HRSG #21 | C01 | 14.08.25 |  | C01A | 30.12.25 |  |  |  |  | N | I.F.C | ISO
DW | PB | SB | CCP-W-B242-PI-140-CH-007-1 | AMMONIA DOSING TO TO HRSG #22 | C01 | 14.08.25 |  | C01A | 30.12.25 |  |  |  |  | N | I.F.C | ISO
DW | PB | SB | CCP-W-B242-PI-140-CH-007-2 | AMMONIA DOSING TO TO HRSG #22 | C01 | 14.08.25 |  | C01A | 30.12.25 |  |  |  |  | N | I.F.C | ISO
DW | PB | SB | CCP-W-B242-PI-140-CH-007-3 | AMMONIA DOSING TO TO HRSG #22 | C01 | 14.08.25 |  | C01A | 30.12.25 |  |  |  |  | N | I.F.C | ISO
DW | PB | SB | CCP-W-B242-PI-140-CH-007-4 | AMMONIA DOSING TO TO HRSG #22 | C01 | 14.08.25 |  | C01A | 30.12.25 |  |  |  |  | N | I.F.C | ISO
DW | PB | SB | CCP-W-B242-PI-140-CH-008-1 | O2 SCAVANGER DOSING TO DEMI WATER DISTIBUTION(HRSG #2 AREA) | C01 | 14.08.25 |  | C01A | 30.12.25 |  |  |  |  | N | I.F.C | ISO
DW | PB | SB | CCP-W-B242-PI-140-CH-009-1 | O2 SCAVANGER DOSING TO TO HRSG #21 | C01 | 14.08.25 |  | C01A | 30.12.25 |  |  |  |  | N | I.F.C | ISO
DW | PB | SB | CCP-W-B242-PI-140-CH-009-2 | O2 SCAVANGER DOSING TO TO HRSG #21 | C01 | 14.08.25 |  | C01A | 30.12.25 |  |  |  |  | N | I.F.C | ISO
DW | PB | SB | CCP-W-B242-PI-140-CH-009-3 | O2 SCAVANGER DOSING TO TO HRSG #21 | C01 | 14.08.25 |  | C01A | 30.12.25 |  |  |  |  | N | I.F.C | ISO
DW | PB | SB | CCP-W-B242-PI-140-CH-010-1 | O2 SCAVANGER DOSING TO TO HRSG #22 | C01 | 14.08.25 |  | C01A | 30.12.25 |  |  |  |  | N | I.F.C | ISO
DW | PB | SB | CCP-W-B242-PI-140-CH-010-2 | O2 SCAVANGER DOSING TO TO HRSG #22 | C01 | 14.08.25 |  | C01A | 30.12.25 |  |  |  |  | N | I.F.C | ISO
DW | PB | SB | CCP-W-B242-PI-140-CH-010-3 | O2 SCAVANGER DOSING TO TO HRSG #22 | C01 | 14.08.25 |  | C01A | 30.12.25 |  |  |  |  | N | I.F.C | ISO
DW | PB | SB | CCP-W-B242-PI-140-CH-010-4 | O2 SCAVANGER DOSING TO TO HRSG #22 | C01 | 14.08.25 |  | C01A | 30.12.25 |  |  |  |  | N | I.F.C | ISO
DW | PB | SB | CCP-W-B242-PI-140-CH-011-1 | O2 SCAVANGER DOSING TO TO ACC#2 | C01 | 14.08.25 |  | C01A | 30.12.25 |  |  |  |  | N | I.F.C | ISO
DW | PB | SB | CCP-W-B242-PI-140-CH-011-2 | O2 SCAVANGER DOSING TO TO ACC#2 | C01 | 14.08.25 |  | C01A | 30.12.25 |  |  |  |  | N | I.F.C | ISO
DW | PB | SB | CCP-W-B242-PI-140-CH-011-3 | O2 SCAVANGER DOSING TO TO ACC#2 | C01 | 14.08.25 |  | C01A | 30.12.25 |  |  |  |  | N | I.F.C | ISO
DW | PB | SB | CCP-W-B242-PI-140-CH-011-4 | O2 SCAVANGER DOSING TO TO ACC#2 | C01 | 14.08.25 |  | C01A | 30.12.25 |  |  |  |  | N | I.F.C | ISO
DW | PB | SB | CCP-W-B242-PI-140-CH-011-5 | O2 SCAVANGER DOSING TO TO ACC#2 | C01 | 14.08.25 |  | C01A | 30.12.25 |  |  |  |  | N | I.F.C | ISO
CD | PB | SB | CCP-W-B242-PI-140-CH-051-1 | CHEMICAL DOSING STATION (O2 SCAVANGER) TO BEFORE CHECK VALVE | C01 | 25.08.25 |  | C01A | 30.12.25 |  |  |  |  | N | I.F.C | ISO
CD | PB | SB | CCP-W-B242-PI-140-CH-051-2 | CHEMICAL DOSING STATION (O2 SCAVANGER) TO BEFORE CHECK VALVE | C01 | 25.08.25 |  | C01A | 30.12.25 |  |  |  |  | N | I.F.C | ISO
CD | PB | SB | CCP-W-B242-PI-140-CH-051-3 | CHEMICAL DOSING STATION (O2 SCAVANGER) TO BEFORE CHECK VALVE | C01 | 25.08.25 |  | C01A | 30.12.25 |  |  |  |  | N | I.F.C | ISO
CD | PB | SB | CCP-W-B242-PI-140-CH-052-1 | CHEMICAL DOSING STATION (AMMONIA) TO BEFORE CHECK VALVE | C01 | 25.08.25 |  | C01A | 30.12.25 |  |  |  |  | N | I.F.C | ISO
CD | PB | SB | CCP-W-B242-PI-140-CH-052-2 | CHEMICAL DOSING STATION (AMMONIA) TO BEFORE CHECK VALVE | C01 | 25.08.25 |  | C01A | 30.12.25 |  |  |  |  | N | I.F.C | ISO
CD | PB | SB | CCP-W-B242-PI-140-CH-052-3 | CHEMICAL DOSING STATION (AMMONIA) TO BEFORE CHECK VALVE | C01 | 25.08.25 |  | C01A | 30.12.25 |  |  |  |  | N | I.F.C | ISO
SW | PB | SB | CCP-W-B242-PI-140-CH-414-1 | CHEMICAL STORAGE TANK TO CHEMICAL DOSING SYSTEM | C01 | 13.08.25 |  | C01A | 30.12.25 |  |  |  |  | N | I.F.C | ISO
SW | PB | SB | CCP-W-B242-PI-140-CH-414-2 | CHEMICAL STORAGE TANK TO CHEMICAL DOSING SYSTEM | C01 | 13.08.25 |  | C01A | 30.12.25 |  |  |  |  | N | I.F.C | ISO
SW | PB | SB | CCP-W-B242-PI-140-CH-414-3 | CHEMICAL STORAGE TANK TO CHEMICAL DOSING SYSTEM | C01 | 13.08.25 |  | C01A | 30.12.25 |  |  |  |  | N | I.F.C | ISO
SW | PB | SB | CCP-W-B242-PI-140-CH-414-4 | CHEMICAL STORAGE TANK TO CHEMICAL DOSING SYSTEM | C01 | 13.08.25 |  | C01A | 30.12.25 |  |  |  |  | N | I.F.C | ISO
SW | PB | SB | CCP-W-B242-PI-140-CH-414-5 | CHEMICAL STORAGE TANK TO CHEMICAL DOSING SYSTEM | C01 | 13.08.25 |  | C01A | 30.12.25 |  |  |  |  | N | I.F.C | ISO
SW | PB | SB | CCP-W-B242-PI-140-CH-414-6 | CHEMICAL STORAGE TANK TO CHEMICAL DOSING SYSTEM | C01 | 13.08.25 |  | C01A | 30.12.25 |  |  |  |  | N | I.F.C | ISO
SW | PB | SB | CCP-W-B242-PI-140-CH-414-7 | CHEMICAL STORAGE TANK TO CHEMICAL DOSING SYSTEM | C01 | 13.08.25 |  | C01A | 30.12.25 |  |  |  |  | N | I.F.C | ISO
SW | PB | SB | CCP-W-B242-PI-140-CH-414-8 | CHEMICAL STORAGE TANK TO CHEMICAL DOSING SYSTEM | C01 | 13.08.25 |  | C01A | 30.12.25 |  |  |  |  | N | I.F.C | ISO
HP | PB | SB | CCP-W-B242-PI-140-CH-609-1 | CHEMICAL DOSING SYSTEM #2 TO HP DRUM(HRSG #21) | C01 | 08.08.25 |  | C01A | 30.12.25 |  |  |  |  | N | I.F.C | ISO
HP | PB | SB | CCP-W-B242-PI-140-CH-609-2 | CHEMICAL DOSING SYSTEM #2 TO HP DRUM(HRSG #21) | C01 | 08.08.25 |  | C01A | 30.12.25 |  |  |  |  | N | I.F.C | ISO
HP | PB | SB | CCP-W-B242-PI-140-CH-610-1 | CHEMICAL DOSING SYSTEM #2 TO HP DRUM(HRSG #22) | C01 | 08.08.25 |  | C01A | 30.12.25 |  |  |  |  | N | I.F.C | ISO
HP | PB | SB | CCP-W-B242-PI-140-CH-610-2 | CHEMICAL DOSING SYSTEM #2 TO HP DRUM(HRSG #22) | C01 | 08.08.25 |  | C01A | 30.12.25 |  |  |  |  | N | I.F.C | ISO
FG | PB | LB | CCP-W-B244-PI-140-FG-009-1 | FINAL FILTER #C OUTLET TO UNIT#1 GT#21 | C01 | 04.04.25 | LINE NO 미확정 | C01A | 31.01.26 |  |  |  |  | N | I.F.C | ISO
FG | PB | LB | CCP-W-B244-PI-140-FG-009-2 | FINAL FILTER #C OUTLET TO UNIT#1 GT#21 | C01 | 04.04.25 | LINE NO 미확정 | C01A | 31.01.26 |  |  |  |  | N | I.F.C | ISO
FG | PB | LB | CCP-W-B244-PI-140-FG-010-1 | FINAL FILTER #D OUTLET TO UNIT#1 GT#22 | C01 | 04.04.25 | LINE NO 미확정 | C01A | 31.01.26 |  |  |  |  | N | I.F.C | ISO
FG | PB | LB | CCP-W-B244-PI-140-FG-010-2 | FINAL FILTER #D OUTLET TO UNIT#1 GT#22 | C01 | 04.04.25 | LINE NO 미확정 | C01A | 31.01.26 |  |  |  |  | N | I.F.C | ISO
FG | YARD | LB | CCP-W-B244-PI-140-FG-120-1 | COMMON GAS SUPPLY LINE TO PERFORMANCE HEATER #C | C01 | 04.04.25 |  | C01A | 31.01.26 |  |  |  |  | N | I.F.C | ISO
FG | PB | LB | CCP-W-B244-PI-140-FG-120-2 | COMMON GAS SUPPLY LINE TO PERFORMANCE HEATER #C | C01 | 04.04.25 |  | C01A | 31.01.26 |  |  |  |  | N | I.F.C | ISO
FG | PB | LB | CCP-W-B244-PI-140-FG-120-3 | COMMON GAS SUPPLY LINE TO PERFORMANCE HEATER #C | C01 | 04.04.25 |  | C01A | 31.01.26 |  |  |  |  | N | I.F.C | ISO
FG | PB | LB | CCP-W-B244-PI-140-FG-120-4 | COMMON GAS SUPPLY LINE TO PERFORMANCE HEATER #C | C01 | 04.04.25 |  | C01A | 31.01.26 |  |  |  |  | N | I.F.C | ISO
FG | YARD | LB | CCP-W-B244-PI-140-FG-121-1 | COMMON GAS SUPPLY LINE TO PERFORMANCE HEATER #D | C01 | 04.04.25 |  | C01A | 31.01.26 |  |  |  |  | N | I.F.C | ISO
FG | PB | LB | CCP-W-B244-PI-140-FG-121-2 | COMMON GAS SUPPLY LINE TO PERFORMANCE HEATER #D | C01 | 04.04.25 |  | C01A | 31.01.26 |  |  |  |  | N | I.F.C | ISO
FG | PB | LB | CCP-W-B244-PI-140-FG-121-3 | COMMON GAS SUPPLY LINE TO PERFORMANCE HEATER #D | C01 | 04.04.25 |  | C01A | 31.01.26 |  |  |  |  | N | I.F.C | ISO
FG | PB | LB | CCP-W-B244-PI-140-FG-121-4 | COMMON GAS SUPPLY LINE TO PERFORMANCE HEATER #D | C01 | 04.04.25 |  | C01A | 31.01.26 |  |  |  |  | N | I.F.C | ISO
FG | PB | LB | CCP-W-B244-PI-140-FG-121-5 | COMMON GAS SUPPLY LINE TO PERFORMANCE HEATER #D | C01 | 04.04.25 |  | C01A | 31.01.26 |  |  |  |  | N | I.F.C | ISO
FG | PB | SB | CCP-W-B244-PI-140-FG-583-1 | VENT FROM PERFORMANCE HEATER #C TO SAFE AREA | C01 | 13.08.25 |  | C01A | 30.12.25 |  |  |  |  | N | I.F.C | ISO
FG | PB | SB | CCP-W-B244-PI-140-FG-583-2 | VENT FROM PERFORMANCE HEATER #C TO SAFE AREA | C01 | 13.08.25 |  | C01A | 30.12.25 |  |  |  |  | N | I.F.C | ISO
FG | PB | SB | CCP-W-B244-PI-140-FG-584-1 | VENT FROM PERFORMANCE HEATER #D TO SAFE AREA | C01 | 13.08.25 |  | C01A | 30.12.25 |  |  |  |  | N | I.F.C | ISO
FG | PB | SB | CCP-W-B244-PI-140-FG-584-2 | VENT FROM PERFORMANCE HEATER #D TO SAFE AREA | C01 | 13.08.25 |  | C01A | 30.12.25 |  |  |  |  | N | I.F.C | ISO
FG | PB | SB | CCP-W-B244-PI-140-FG-587-1 | VENT FROM FINAL FILTER #C TO SAFE AREA | C01 | 13.08.25 |  | C01A | 30.12.25 |  |  |  |  | N | I.F.C | ISO
FG | PB | SB | CCP-W-B244-PI-140-FG-588-1 | VENT FROM FINAL FILTER #D TO SAFE AREA | C01 | 13.08.25 |  | C01A | 30.12.25 |  |  |  |  | N | I.F.C | ISO
FG | PB | SB | CCP-W-B244-PI-140-FG-591-1 | VENT FROM PER. HEATER & FINAL FILTER #C TO SAFE AREA | C01 | 13.08.25 |  | C01A | 30.12.25 |  |  |  |  | N | I.F.C | ISO
FG | PB | SB | CCP-W-B244-PI-140-FG-591-2 | VENT FROM PER. HEATER & FINAL FILTER #C TO SAFE AREA | C01 | 13.08.25 |  | C01A | 30.12.25 |  |  |  |  | N | I.F.C | ISO
FG | PB | SB | CCP-W-B244-PI-140-FG-592-1 | VENT FROM PER. HEATER & FINAL FILTER #D TO SAFE AREA | C01 | 13.08.25 |  | C01A | 30.12.25 |  |  |  |  | N | I.F.C | ISO
FG | PB | SB | CCP-W-B244-PI-140-FG-592-2 | VENT FROM PER. HEATER & FINAL FILTER #D TO SAFE AREA | C01 | 13.08.25 |  | C01A | 30.12.25 |  |  |  |  | N | I.F.C | ISO
FO | PB | LB | CCP-W-B246-PI-140-FO-044-1 | GT DISTRIBUTION MAIN LINE (ALL GTS)TO GT #21 | C01 | 25.04.25 | VENT ROUTING 미확정 | C01A | 31.01.26 |  |  |  |  | N | I.F.C | ISO
FO | PB | LB | CCP-W-B246-PI-140-FO-044-2 | GT DISTRIBUTION MAIN LINE (ALL GTS)TO GT #21 | C01 | 25.04.25 |  | C01A | 31.01.26 |  |  |  |  | N | I.F.C | ISO
FO | PB | LB | CCP-W-B246-PI-140-FO-045-1 | GT DISTRIBUTION MAIN LINE (ALL GTS)TO GT #22 | C01 | 25.04.25 | VENT ROUTING 미확정 | C01A | 31.01.26 |  |  |  |  | N | I.F.C | ISO
FO | PB | LB | CCP-W-B246-PI-140-FO-045-2 | GT DISTRIBUTION MAIN LINE (ALL GTS)TO GT #22 | C01 | 25.04.25 |  | C01A | 31.01.26 |  |  |  |  | N | I.F.C | ISO
FO | PB | LB | CCP-W-B246-PI-140-FO-054-1 | GT #21TO COMMON RETURN LINE | C01 | 25.04.25 |  | C01A | 31.01.26 |  |  |  |  | N | I.F.C | ISO
FO | PB | LB | CCP-W-B246-PI-140-FO-054-2 | GT #21TO COMMON RETURN LINE | C01 | 25.04.25 | VENT ROUTING 미확정 | C01A | 31.01.26 |  |  |  |  | N | I.F.C | ISO
FO | PB | LB | CCP-W-B246-PI-140-FO-055-1 | GT #22TO COMMON RETURN LINE | C01 | 25.04.25 |  | C01A | 31.01.26 |  |  |  |  | N | I.F.C | ISO
FO | PB | LB | CCP-W-B246-PI-140-FO-055-2 | GT #22TO COMMON RETURN LINE | C01 | 25.04.25 | VENT ROUTING 미확정 | C01A | 31.01.26 |  |  |  |  | N | I.F.C | ISO
N2 | PB | SB | CCP-W-B251-PI-140-LN-011-1 | N2 GAS DISTRIBUTION HEADER #21 | C01 | 18.08.25 |  | C01A | 30.12.25 |  |  |  |  | N | I.F.C | ISO
N2 | PB | SB | CCP-W-B251-PI-140-LN-011-2 | N2 GAS DISTRIBUTION HEADER #21 | C01 | 18.08.25 |  | C01A | 30.12.25 |  |  |  |  | N | I.F.C | ISO
N2 | PB | SB | CCP-W-B251-PI-140-LN-012-1 | N2 GAS DISTRIBUTION HEADER #22 | C01 | 18.08.25 |  | C01A | 30.12.25 |  |  |  |  | N | I.F.C | ISO
N2 | PB | SB | CCP-W-B251-PI-140-LN-012-2 | N2 GAS DISTRIBUTION HEADER #22 | C01 | 18.08.25 |  | C01A | 30.12.25 |  |  |  |  | N | I.F.C | ISO
N2 | PB | SB | CCP-W-B251-PI-140-LN-013-1 | N2 GAS DISTRIBUTION HEADER #21 TO HRSG #21 | C01 | 18.08.25 |  | C01A | 30.12.25 |  |  |  |  | N | I.F.C | ISO
N2 | PB | SB | CCP-W-B251-PI-140-LN-014-1 | N2 GAS DISTRIBUTION HEADER #22 TO HRSG #22 | C01 | 18.08.25 |  | C01A | 30.12.25 |  |  |  |  | N | I.F.C | ISO
N2 | PB | SB | CCP-W-B251-PI-140-LN-021-1 | N2 GAS DISTRIBUTION HEADER TO HP STEAM COMMON DRAIN CHECK VALVE | C01 | 18.08.25 |  | C01A | 30.12.25 |  |  |  |  | N | I.F.C | ISO
N2 | PB | SB | CCP-W-B251-PI-140-LN-021-2 | N2 GAS DISTRIBUTION HEADER TO HP STEAM COMMON DRAIN CHECK VALVE | C01 | 18.08.25 |  | C01A | 30.12.25 |  |  |  |  | N | I.F.C | ISO
N2 | PB | SB | CCP-W-B251-PI-140-LN-022-1 | N2 GAS DISTRIBUTION HEADER TO LP STEAM COMMON DRAIN CHECK VALVE | C01 | 18.08.25 |  | C01A | 30.12.25 |  |  |  |  | N | I.F.C | ISO
N2 | PB | SB | CCP-W-B251-PI-140-LN-023-1 | N2 GAS DISTRIBUTION HEADER TO AUX STEAM COMMON DRAIN CHECK VALVE | C01 | 18.08.25 |  | C01A | 30.12.25 |  |  |  |  | N | I.F.C | ISO
N2 | PB | SB | CCP-W-B251-PI-140-LN-031-1 | N2 GAS DISTRIBUTION HEADER #21 TO GT PERFORMANCE HEATER #21 | C01 | 18.08.25 |  | C01A | 30.12.25 |  |  |  |  | N | I.F.C | ISO
N2 | PB | SB | CCP-W-B251-PI-140-LN-032-1 | N2 GAS DISTRIBUTION HEADER #22 TO GT PERFORMANCE HEATER #22 | C01 | 18.08.25 |  | C01A | 30.12.25 |  |  |  |  | N | I.F.C | ISO
N2 | PB | SB | CCP-W-B251-PI-140-LN-033-1 | N2 GAS DISTRIBUTION HEADER #21 TO FUEL GAS SUPPLY SYSTEM #21 | C01 | 18.08.25 |  | C01A | 30.12.25 |  |  |  |  | N | I.F.C | ISO
N2 | PB | SB | CCP-W-B251-PI-140-LN-034-1 | N2 GAS DISTRIBUTION HEADER #22 TO FUEL GAS SUPPLY SYSTEM #22 | C01 | 18.08.25 |  | C01A | 30.12.25 |  |  |  |  | N | I.F.C | ISO
N2 | PB | SB | CCP-W-B251-PI-140-LN-051-1 | N2 GAS DISTRIBUTION HEADER #21 TO GTG #21 | C01 | 18.08.25 |  | C01A | 30.12.25 |  |  |  |  | N | I.F.C | ISO
N2 | PB | SB | CCP-W-B251-PI-140-LN-051-2 | N2 GAS DISTRIBUTION HEADER #21 TO GTG #21 | C01 | 18.08.25 |  | C01A | 30.12.25 |  |  |  |  | N | I.F.C | ISO
N2 | PB | SB | CCP-W-B251-PI-140-LN-052-1 | N2 GAS DISTRIBUTION HEADER #22 TO GTG #22 | C01 | 18.08.25 |  | C01A | 30.12.25 |  |  |  |  | N | I.F.C | ISO
N2 | PB | SB | CCP-W-B251-PI-140-LN-052-2 | N2 GAS DISTRIBUTION HEADER #22 TO GTG #22 | C01 | 18.08.25 |  | C01A | 30.12.25 |  |  |  |  | N | I.F.C | ISO
N2 | YARD | SB | CCP-W-B251-PI-140-LN-061-1 | N2 GAS DISTRIBUTION HEADER TO PCV DOWNSTREAM LINE | C01 | 18.08.25 |  | C01A | 30.12.25 |  |  |  |  | N | I.F.C | ISO
N2 | PB | SB | CCP-W-B251-PI-140-LN-071-1 | N2 GAS DISTRIBUTION HEADER TO FIN FAN COOLER #2 | C01 | 18.08.25 |  | C01A | 30.12.25 |  |  |  |  | N | I.F.C | ISO
N2 | YARD | SB | CCP-W-B251-PI-140-LN-071-2 | N2 GAS DISTRIBUTION HEADER TO FIN FAN COOLER #2 | C01 | 18.08.25 |  | C01A | 30.12.25 |  |  |  |  | N | I.F.C | ISO
N2 | YARD | SB | CCP-W-B251-PI-140-LN-071-3 | N2 GAS DISTRIBUTION HEADER TO FIN FAN COOLER #2 | C01 | 18.08.25 |  | C01A | 30.12.25 |  |  |  |  | N | I.F.C | ISO
N2 | PB | SB | CCP-W-B251-PI-140-LN-201-1 | FUEL GAS HEATER LEAKED GAS VENT LINE | C01 | 18.08.25 |  | C01A | 30.12.25 |  |  |  |  | N | I.F.C | ISO
N2 | PB | SB | CCP-W-B251-PI-140-LN-202-1 | FUEL GAS HEATER LEAKED GAS VENT LINE | C01 | 18.08.25 |  | C01A | 30.12.25 |  |  |  |  | N | I.F.C | ISO
N2 | PB | SB | CCP-W-B251-PI-140-LN-203-1 | FUEL GAS HEATER LEAKED GAS VENT LINE | C01 | 18.08.25 |  | C01A | 30.12.25 |  |  |  |  | N | I.F.C | ISO
N2 | PB | SB | CCP-W-B251-PI-140-LN-204-1 | FUEL GAS HEATER LEAKED GAS VENT LINE | C01 | 18.08.25 |  | C01A | 30.12.25 |  |  |  |  | N | I.F.C | ISO
LO | PB | LB | CCP-W-B252-PI-140-LO-018-1 | ST #2 LUBE OIL SYSTEM TO POTABLE LUBE OIL TRN. PUMP SUC.(ST B) | C01 | 10.04.25 | 기기 위치 미확정 | C01A | 31.01.26 |  |  |  |  | N | I.F.C | ISO
LO | PB | LB | CCP-W-B252-PI-140-LO-019-1 | GT #21 LUBE OIL SYSTEM TO POTABLE LUBE OIL TRN. PUMP SUC.(GT A) | C01 | 10.04.25 | 기기 위치 미확정 | C01A | 31.01.26 |  |  |  |  | N | I.F.C | ISO
LO | PB | LB | CCP-W-B252-PI-140-LO-020-1 | GT #22 LUBE OIL SYSTEM TO POTABLE LUBE OIL TRN. PUMP SUC.(GT B) | C01 | 10.04.25 | 기기 위치 미확정 | C01A | 31.01.26 |  |  |  |  | N | I.F.C | ISO
LO | PB | LB | CCP-W-B252-PI-140-LO-024-1 | POTABLE LUBE OIL TRN. PUMP DIS.(ST A) TO POTABLE LUBE OIL TRN. PUMP DIS. COMMON | C01 | 10.04.25 | 기기 위치 미확정 | C01A | 31.01.26 |  |  |  |  | N | I.F.C | ISO
LO | PB | LB | CCP-W-B252-PI-140-LO-025-1 | POTABLE LUBE OIL TRN. PUMP DIS.(GT A) TO POTABLE LUBE OIL TRN. PUMP DIS. COMMON | C01 | 10.04.25 | 기기 위치 미확정 | C01A | 31.01.26 |  |  |  |  | N | I.F.C | ISO
LO | PB | LB | CCP-W-B252-PI-140-LO-025-2 | POTABLE LUBE OIL TRN. PUMP DIS.(GT A) TO POTABLE LUBE OIL TRN. PUMP DIS. COMMON | C01 | 10.04.25 | DRAIN, VENT 위치 미확정 | C01A | 31.01.26 |  |  |  |  | N | I.F.C | ISO
LO | PB | LB | CCP-W-B252-PI-140-LO-026-1 | POTABLE LUBE OIL TRN. PUMP DIS.(GT B) TO POTABLE LUBE OIL TRN. PUMP DIS. COMMON | C01 | 10.04.25 | 기기 위치 미확정 | C01A | 31.01.26 |  |  |  |  | N | I.F.C | ISO
LO | PB | LB | CCP-W-B252-PI-140-LO-026-2 | POTABLE LUBE OIL TRN. PUMP DIS.(GT B) TO POTABLE LUBE OIL TRN. PUMP DIS. COMMON | C01 | 10.04.25 | DRAIN, VENT 위치 미확정 | C01A | 31.01.26 |  |  |  |  | N | I.F.C | ISO
LO | PB | LB | CCP-W-B252-PI-140-LO-048-1 | MAIN BUILDING DISTRIBUTION TO GT #21 LUBE OIL SYSTEM | C01 | 10.04.25 | DRAIN, VENT 위치 미확정 | C01A | 31.01.26 |  |  |  |  | N | I.F.C | ISO
LO | PB | LB | CCP-W-B252-PI-140-LO-048-2 | MAIN BUILDING DISTRIBUTION TO GT #21 LUBE OIL SYSTEM | C01 | 10.04.25 |  | C01A | 31.01.26 |  |  |  |  | N | I.F.C | ISO
LO | PB | LB | CCP-W-B252-PI-140-LO-049-1 | MAIN BUILDING DISTRIBUTION TO GT #22 LUBE OIL SYSTEM | C01 | 10.04.25 | DRAIN, VENT 위치 미확정 | C01A | 31.01.26 |  |  |  |  | N | I.F.C | ISO
LO | PB | LB | CCP-W-B252-PI-140-LO-049-2 | MAIN BUILDING DISTRIBUTION TO GT #22 LUBE OIL SYSTEM | C01 | 10.04.25 |  | C01A | 31.01.26 |  |  |  |  | N | I.F.C | ISO
LO | PB | LB | CCP-W-B252-PI-140-LO-050-1 | MAIN BUILDING DISTRIBUTION TO ST #2 LUBE OIL SYSTEM | C01 | 10.04.25 |  | C01A | 31.01.26 |  |  |  |  | N | I.F.C | ISO
LO | PB | SB | CCP-W-B252-PI-140-LO-454-1 | PORTABLE LUBE OIL TRA. PUMP DIS. LINE DRAIN | C01 | 12.08.25 |  | C01A | 30.12.25 |  |  |  |  | N | I.F.C | ISO
LO | PB | SB | CCP-W-B252-PI-140-LO-455-1 | PORTABLE LUBE OIL TRA. PUMP DIS. LINE DRAIN | C01 | 12.08.25 |  | C01A | 30.12.25 |  |  |  |  | N | I.F.C | ISO
LO | PB | SB | CCP-W-B252-PI-140-LO-456-1 | PORTABLE LUBE OIL TRA. PUMP DIS. LINE DRAIN | C01 | 12.08.25 |  | C01A | 30.12.25 |  |  |  |  | N | I.F.C | ISO
LO | PB | SB | CCP-W-B252-PI-140-LO-465-1 | GT #21 LUBE OIL RETURN LINE DRAIN | C01 | 12.08.25 |  | C01A | 30.12.25 |  |  |  |  | N | I.F.C | ISO
LO | PB | SB | CCP-W-B252-PI-140-LO-466-1 | GT #22 LUBE OIL RETURN LINE DRAIN | C01 | 12.08.25 |  | C01A | 30.12.25 |  |  |  |  | N | I.F.C | ISO
LO | PB | SB | CCP-W-B252-PI-140-LO-467-1 | GT #11 LUBE OIL SUPPLY LINE DRAIN | C01 | 12.08.25 |  | C01A | 30.12.25 |  |  |  |  | N | I.F.C | ISO
LO | PB | SB | CCP-W-B252-PI-140-LO-468-1 | GT #11 LUBE OIL SUPPLY LINE DRAIN | C01 | 12.08.25 |  | C01A | 30.12.25 |  |  |  |  | N | I.F.C | ISO
LO | PB | SB | CCP-W-B252-PI-140-LO-561-1 | GT #21 LUBE OIL RETURN LINE VENT | C01 | 12.08.25 |  | C01A | 30.12.25 |  |  |  |  | N | I.F.C | ISO
LO | PB | SB | CCP-W-B252-PI-140-LO-562-1 | GT #22 LUBE OIL RETURN LINE VENT | C01 | 12.08.25 |  | C01A | 30.12.25 |  |  |  |  | N | I.F.C | ISO
LO | PB | SB | CCP-W-B252-PI-140-LO-563-1 | GT #21 LUBE OIL SUPPLY LINE VENT | C01 | 12.08.25 |  | C01A | 30.12.25 |  |  |  |  | N | I.F.C | ISO
LO | PB | SB | CCP-W-B252-PI-140-LO-564-1 | GT #22 LUBE OIL SUPPLY LINE VENT | C01 | 12.08.25 |  | C01A | 30.12.25 |  |  |  |  | N | I.F.C | ISO
SW | YARD | SB | CCP-W-B266-PI-140-CWS-669-1 | DELUGE SYSTEM DRAIN LINE | C01 | 13.08.25 |  | C01A | 30.12.25 |  |  |  |  | N | I.F.C | ISO
SW | YARD | SB | CCP-W-B266-PI-140-UW-668-1 | DELUGE TANK DRAIN LINE | C01 | 13.08.25 |  | C01A | 30.12.25 |  |  |  |  | N | I.F.C | ISO

## EXPORT INFO
Export Date | 2026. 2. 22.
Total Records | 3807
Filter - REV | LATEST
Filter - Area | ALL
Filter - System | ALL
Filter - Hold | ALL
Search